## Watts Radiant
Description | Pkg Qty | Model Number | Order Number | Wt (lbs.) | Price Per Ft. | UPC Code | 1/19/2026 List Price
Tubing
RadiantPERT Tubing
3/8” RadiantPERT x 600’ Coil | 1 | PT032061-600 | 81016322 | 25 | 1.5317 | 840213177324 | 919
1/2” RadiantPERT x 300’ Coil | 1 | PT-032081-300 | 81016323 | 16 | 1.925 | 840213177331 | 577.5
1/2” RadiantPERT x 1000’ Coil | 1 | PT-032081-1000 | 81016324 | 54 | 1.927 | 840213177348 | 1927
5/8" RadiantPERTx20' (bundle of 25 sticks) | 1 | PT032101-20 | 81019671 | 51 | 2.504 | 840213213152 | 1252
5/8” RadiantPERT x 100’ Coil | 1 | PT032101-100 | 81019452 | 8 | 2.525 | 840213210939 | 252.5
5/8” RadiantPERT x 300’ Coil | 1 | PT032101-300 | 81019453 | 23 | 2.5067 | 840213210946 | 752
5/8” RadiantPERT x 500’ Coil | 1 | PT032101-500 | 81016325 | 38 | 2.504 | 840213177355 | 1252
5/8” RadiantPERT x 1200’ Coil | 1 | PT032101-1200 | 81016326 | 91 | 2.5 | 840213177362 | 3000
3/4" RadiantPERT x 20' (bundle of 25 sticks) | 1 | PT032121-20 | 81016357 | 51 | 3.102 | 840213000813 | 1551
3/4” RadiantPERT x 100’ Coil | 1 | PT032121-100 | 81020172 | 10 | 3.13 | 840213001391 | 313
3/4” RadiantPERT x 300’ Coil | 1 | PT032121-300 | 81016327 | 31 | 9.295 | 840213177379 | 929.5
3/4” RadiantPERT x 500’ Coil | 1 | PT032121-500 | 81016328 | 51 | 5.17 | 840213177386 | 1551
3/4” RadiantPERT x 1000’ Coil | 1 | PT032121-1000 | 81019221 | 102 | 6.192 | 840213208653 | 3096
3/4” RadiantPERT x 1200’ Coil | 1 | PT032121-1200 | 81016329 | 122 | 3.0958 | 840213177393 | 3715
1" RadiantPERT x 20' (bundle of 5 sticks) | 1 | PT032161-20 | 81016358 | 18 | 5.215 | 840213000820 | 521.5
1” RadiantPERT x 300’ Coil | 1 | PT032161-300 | 81016330 | 50 | 5.19 | 840213177409 | 1557
RadiantPEX+ Barrier Tubing
Custom RadPEX+ lengths - *Minimum order quantity must be 10,000 ft. Please allow 4-6 week lead time.
1/2” RadiantPEX+ x 100’ Coil | 1 | PB032081-100 | 81001680 | 6 | 2.225 | 840213024161 | 222.5
1/2" RadiantPEX+ x 250' Coil | 1 | PB032081-250 | 81010945 | 15 | 2.212 | 840213001261 | 553
1/2” RadiantPEX+ x 300’ Coil | 1 | PB032081-300 | 81003406 | 17 | 2.2067 | 840213060244 | 662
1/2" RadiantPEX+ x 500' Coil | 1 | PB032081-500 | 81009710 | 25 | 2.204 | 840213089511 | 1102
1/2” RadiantPEX+ x 600’ Coil | 1 | PB032081-600 | 81001682 | 27 | 2.205 | 840213036843 | 1323
1/2” RadiantPEX+ x 1000’ Coil | 1 | PB032081-1000 | 81001681 | 55 | 2.202 | 840213039929 | 2202
5/8” RadiantPEX+ x 300’ Coil | 1 | PB032101-300 | 81009852 | 27 | 2.7667 | 840213091996 | 830
5/8" RadiantPEX+ x 400' Coil | 1 | PB032101-400 | 81010946 | 35 | 2.7675 | 098268145298 | 1107
5/8” RadiantPEX+ x 500’ Coil | 1 | PB032101-500 | 81009711 | 43 | 2.764 | 840213089528 | 1382
5/8” RadiantPEX+ x 600’ Coil | 1 | PB032101-600 | 81001684 | 51 | 2.7667 | 840213038243 | 1660
5/8" RadiantPEX+ x 1000' Coil | 1 | PB032101-1000 | 81010947 | 89 | 2.762 | 840213213053 | 2762
5/8” RadiantPEX+ x 1200’ Coil | 1 | PB032101-1200 | 81001683 | 102 | 2.7625 | 840213041373 | 3315
3/4" RadiantPEX+ custom length coil |  | PB032121-1 | 81010819 |  | 5 | 840213093464 | 5
3/4” RadiantPEX+ x 100’ Coil | 1 | PB032121-100 | 81001685 | 11 | 3.2 | 840213028053 | 320
3/4” RadiantPEX+ x 300’ Coil | 1 | PB032121-300 | 81005303 | 27 | 3.1917 | 840213071110 | 957.5
3/4” RadiantPEX+ x 500’ Coil | 1 | PB032121-500 | 81001687 | 44 | 3.196 | 840213039479 | 1598
3/4” RadiantPEX+ x 600’ Coil | 1 | PB032121-600 | 81001688 | 53 | 3.1917 | 840213040239 | 1915
3/4” RadiantPEX+ x 1000’ Coil | 1 | PB032121-1000 | 81009868 | 88 | 3.19 | 840213090555 | 3190
3/4” RadiantPEX+ x 1200’ Coil | 1 | PB032121-1200 | 81001686 | 106 | 3.1883 | 840213042042 | 3826
3/4” RadiantPEX+ x 20’ (bundle of 25 sticks) | 1 | PB032121-20 | 81007368 | 42 | 3.196 | 840213081652 | 1598
1" RadiantPEX+ custom length coil |  | PB032161-1 | 81010965 |  | 8 | 840213093419 | 8
1” RadiantPEX+ x 100’ Coil | 1 | PB032161-100 | 81004923 | 18 | 5.37 | 840213070045 | 537
1” RadiantPEX+ x 300’ Coil | 1 | PB032161-300 | 81009361 | 26 | 5.36 | 840213089504 | 1608
1” RadiantPEX+ x 600’ Coil | 1 | PB032161-600 | 81002954 | 107 | 5.3533 | 840213059132 | 3212
1” RadiantPEX+ x 20’ (bundle of 5 sticks) | 1 | PB032161-20 | 81007367 | 16 | 5.37 | 840213081669 | 537
Onix Radiant Tubing
3/8” Onix x 160’ Coil | 1 | 086061-160 | 81001558 | 29 | 6.0656 | 840213032852 | 970.5
3/8” Onix x 180’ Coil | 1 | 086061-180 | 81001559 | 32 | 6.0722 | 840213033958 | 1093
3/8” Onix x 200’ Coil | 1 | 086061-200 | 81001560 | 36 | 6.075 | 840213034696 | 1215
3/8” Onix x 600’ Spool | 1 | 086061-600 | 81001565 | 108 | 6.065 | 840213040932 | 3639
1/2” Onix x 200’ Coil | 1 | 086081-200 | 81001579 | 46 | 7.885 | 840213037017 | 1577
1/2” Onix x 250’ Coil | 1 | 086081-250 | 81001582 | 58 | 7.884 | 840213038397 | 1971
1/2” Onix x 300’ Coil | 1 | 086081-300 | 81001584 | 69 | 7.8767 | 840213039653 | 2363
1/2” Onix x 400’ Spool | 1 | 086081-400 | 81001587 | 92 | 7.87 | 840213040536 | 3148
1/2” Onix x 600’ Spool | 1 | 086081-600 | 81001590 | 138 | 7.8667 | 840213041625 | 4720
5/8” Onix x 200’ Coil | 1 | 086101-200 | 81001603 | 50 | 9.635 | 840213038106 | 1927
5/8” Onix x 300’ Coil | 1 | 086101-300 | 81001605 | 75 | 14.41 | 840213040468 | 2882
5/8” Onix x 400’ Spool | 1 | 086101-400 | 81001609 | 100 | 9.6075 | 840213041182 | 3843
5/8” Onix x 600’ Spool | 1 | 086101-600 | 81001616 | 150 | 9.5933 | 840213042141 | 5756
3/4” Onix x 100’ Coil | 1 | 086121-100 | 81001627 | 35 | 13.07 | 840213035983 | 1307
3/4” Onix x 200’ Coil | 1 | 086121-200 | 81001629 | 70 | 13.055 | 840213040253 | 2611
3/4” Onix x 300’ Coil | 1 | 086121-300 | 81001631 | 105 | 13.0533 | 840213041434 | 3916
3/4” Onix x 400’ Spool | 1 | 086121-400 | 81001634 | 140 | 13.045 | 840213042011 | 5218
RadiantPEX-AL (PEX-AL-PEX) Tubing
3/8"” x 200’ (Coil) RadiantPEX-AL | 1 | RL06-200-OR | 81011133 | 18 | 2.2075 | 840213093600 | 441.5
1/2” x 300’ (Coil) RadiantPEX-AL | 1 | RL0508-300-OR | 81010635 | 23 | 3.08 | 840213095352 | 924
1/2” x 1000’ (Coil) RadiantPEX-AL | 1 | RL0508-1000-OR | 81010637 | 70 | 3.078 | 840213095376 | 3078
5/8” x 300’ (Coil) RadiantPEX-AL | 1 | RL10-300-OR | 81007605 | 35 | 3.8833 | 840213082666 | 1165
5/8” x 1200’ (Coil) RadiantPEX-AL | 1 | RL10-1200-OR | 81007606 | 130 | 3.8775 | 840213082673 | 4653
3/4” x 100’ (Coil) RadiantPEX-AL | 1 | RL12-100-OR | 81007607 | 18 | 5.215 | 840213082680 | 521.5
3/4” x 300’ (Coil) RadiantPEX-AL | 1 | RL12-300-OR | 81007608 | 48 | 5.19 | 840213082697 | 1557
1” x 100’ (Coil) RadiantPEX-AL | 1 | RL16-100-OR | 81007610 | 20 | 6.765 | 840213082710 | 676.5
1” x 300’ (Coil) RadiantPEX-AL | 1 | RL16-300-OR | 81007611 | 54 | 6.76 | 840213082727 | 2028
PEX/PERT Fittings
Crimp Rings
3/8” CrimpRing | 100 | PCCR2X-100 | 81001071 | 1 |  | 840213019907 | 113
1/2” CrimpRing | 100 | PCCR3X-100 | 81001075 | 1 |  | 840213019921 | 94
3/4” CrimpRing | 100 | PCCR4X-100 | 81001080 | 2 |  | 840213020859 | 119
1” CrimpRing | 100 | PCCR5X-100 | 81001084 | 3 |  | 840213022655 | 205
Cinch Clamps
3/8” CinchClamps | 10 | PCCC2X-10 | 81004993 | 1 |  | 840213070182 | 20.5
1/2” CinchClamps | 10 | PCCC3X-10 | 81004995 | 1 |  | 840213069964 | 20.5
1/2” CinchClamps | 100 | PCCC3X-100 | 81004996 | 1 |  | 840213070120 | 190
5/8” CinchClamps | 10 | PCCC6X-10 | 81005114 | 2 |  | 840213070922 | 28.5
5/8” CinchClamps | 100 | PCCC6X-100 | 81005115 | 3 |  | 840213070939 | 273
3/4” CinchClamps | 10 | PCCC4X-10 | 81004997 | 2 |  | 840213070199 | 25.5
3/4” CinchClamps | 100 | PCCC4X-100 | 81004998 | 3 |  | 840213070137 | 249.5
1” CinchClamps | 10 | PCCC5X-10 | 81005001 | 2 |  | 840213070281 | 30.5
PEX/PERT SS-T20 Fittings (Heating Only - Not For Potable)
3/8” Crimp x 3/4” SS-T20 Swivel BSP Fitting | 10 | PC690001-10 | 81005160 | 1 |  | 840213073657 | 275.5
1/2” Crimp x 3/4” SS-T20 Swivel BSP Fitting | 10 | PC690002-10 | 81005162 | 1 |  | 840213073671 | 280.5
5/8” Crimp x 3/4” SS-T20 Swivel BSP Fitting | 10 | PC690003-10 | 81005164 | 2 |  | 840213073695 | 290.5
3/4” Crimp x 3/4” SS-T20 Swivel BSP Fitting | 10 | PC690004-10 | 81005395 | 2 |  | 840213074425 | 330
3/8” PEX Compression x 3/4" SST20 Swivel BSP | 10 | PX690001-10 | 81005166 | 1 |  | 840213073718 | 290.5
1/2” PEX Compression x 3/4" SST20 Swivel BSP | 10 | PX690002-10 | 81005168 | 1 |  | 840213073732 | 277.5
5/8” PEX Compression x 3/4" SST20 Swivel BSP | 10 | PX690003-10 | 81005170 | 2 |  | 840213073756 | 313
3/4” PEX Compression x 3/4" SST20 Swivel BSP | 10 | PX690004-10 | 81005172 | 2 |  | 840213073770 | 399
PEX/PERT Crimp Fittings (Heating Only - Not For Potable)
Crimp x Male Sweat
3/8" Crimp x 1/2" LF Male Sweat Adapter | 10 | LFPC637X-10 | 81016908 | 1 |  | 840213182915 | 66
1/2" Crimp x 1/2" LF Male Sweat Adapter | 10 | LFPC650X-10 | 81016909 | 1 |  | 840213182922 | 52.75
5/8” Crimp x 1/2” Male Sweat Adapter | 10 | PC660X-10 | 81003685 | 1 |  | 840213059712 | 64
5/8” Crimp x 3/4” Male Sweat Adapter | 10 | PC670X-10 | 81003427 | 1 |  | 840213059682 | 119
3/4" Crimp x 3/4" LF Male Sweat Adapter | 10 | LFPC675X-10 | 81016910 | 2 |  | 840213182939 | 94
1" Crimp x 1" LF Male Sweat Adapter | 10 | LFPC700X-10 | 81016911 | 2 |  | 840213182946 | 256
Crimp x female Sweat
1/2" Crimp x 1/2" LF Female Sweat Adapter | 10 | LFPC750X-10 | 81016914 | 1 |  | 840213182977 | 54.25
3/4" Crimp x 3/4" LF Female Sweat Adapter | 10 | LFPC775X-10 | 81016915 | 1 |  | 840213182984 | 88.5
1" Crimp x 1" LF Female Sweat Adapter | 10 | LFPC780X-10 | 81016916 | 2 |  | 840213182991 | 189
Crimp x MPT
3/8" Crimp x 1/2" LF MPT Adapter | 10 | LFPCMC23X-10 | 81016919 | 2 |  | 840213010478 | 99.75
1/2" Crimp x 1/2" LF MPT Adapter | 10 | LFPCMC33X-10 | 81016920 | 2 |  | 840213183035 | 99.75
5/8” Crimp x 3/4” MPT Adapter | 10 | PCMC64X-10 | 81005385 | 2 |  | 840213074326 | 121.5
3/4" Crimp x 1/2" LF MPT Adapter | 10 | LFPCMC43X-10 | 81016922 | 2 |  | 840213010485 | 125.5
3/4" Crimp x 3/4" LF MPT Adapter | 10 | LFPCMC44X-10 | 81016923 | 2 |  | 840213183066 | 150.5
1" Crimp x 1" LF MPT Adapter | 10 | LFPCMC55X-10 | 81016924 | 3 |  | 840213183073 | 209
Crimp x female Sweat Elbow
1/2" Crimp x 3/4" LF Female Sweat Elbow | 10 | LFPCE34-10 | 81016928 | 3 |  | 840213010584 | 328
5/8” Crimp x 3/4” Female Sweat Elbow | 10 | PCE64-10 | 81004786 | 3 |  | 840213071158 | 277.5
3/4" Crimp x 3/4" LF Female Sweat Elbow | 10 | LFPCE44-10 | 81016929 | 3 |  | 840213183127 | 351
Crimp x male Sweat Elbow
3/4” Crimp x 3/4” Male Sweat Elbow | 10 | PCE44M-10 | 81009378 | 3 |  | 840213089559 | 215
Crimp x Crimp
Elbows
1/2" Crimp LF Elbow | 10 | LFPCE33X-10 | 81016932 | 1 |  | 840213183158 | 63
5/8”Crimp Elbow | 10 | PCE66X-10 | 81014904 | 1 |  | 840213156787 | 82.25
3/4" Crimp LF Elbow | 10 | LFPCE44X-10 | 81016933 | 1 |  | 840213183165 | 83.5
1" Crimp LF Elbow | 10 | LFPCE55X-10 | 81016934 | 2 |  | 840213183172 | 210
Tees
1/2" Crimp LF Tee | 10 | LFPCT333X-10 | 81016938 | 1 |  | 840213010713 | 81.25
3/4" Crimp LF Tee | 10 | LFPCT444X-10 | 81016939 | 2 |  | 840213010768 | 111
1" Crimp LF Tee | 10 | LFPCT555X-10 | 81016940 | 3 |  | 840213010782 | 256
Couplings
3/8" Crimp LF Coupling | 10 | LFPCC22X-10 | 81016944 | 1 |  | 840213183271 | 48.75
1/2" Crimp LF Coupling | 10 | LFPCC33X-10 | 81016945 | 1 |  | 840213183288 | 42.5
5/8” Crimp Coupling | 10 | PCC66X-10 | 81005376 | 1 |  | 840213071301 | 49.5
3/4" Crimp LF Coupling | 10 | LFPCC44X-10 | 81016946 | 2 |  | 840213183295 | 50.5
1" Crimp LF Coupling | 10 | LFPCC55X-10 | 81016947 | 2 |  | 840213010935 | 94
Crimp Repair Kits
1/2” LF CinchClamp Repair Kit (2 couplings, 4 clamps) | 1 Kit | LFPCCCA3K | 81016952 | 1 |  | 840213183356 | 21.75
5/8” CinchClamp Repair Kit (2 couplings, 4 clamps) | 1 Kit | PCCCA6K | 81005326 | 1 |  | 840213071295 | 37
3/4” LF CinchClamp Repair Kit (2 couplings, 4 clamps) | 1 Kit | LFPCCCA4K | 81016953 | 1 |  | 840213183363 | 27.25
3/8” LF CrimpRing Repair Kit (2 couplings, 4 rings) | 1 Kit | LFPCCA2K | 81016955 | 1 |  | 840213183387 | 21.75
1/2” LF CrimpRing Repair Kit (2 couplings, 4 rings) | 1 Kit | LFPCCA3K | 81016956 | 1 |  | 840213183394 | 21.75
5/8” CrimpRing Repair Kit (2 couplings, 4 rings) | 1 Kit | PCCA6K | 81003429 | 1 |  | 840213018474 | 23.5
3/4” LF CrimpRing Repair Kit (2 couplings, 4 rings) | 1 Kit | LFPCCA4K | 81016957 | 1 |  | 840213183400 | 27.25
1” LF CrimpRing Repair Kit (2 couplings, 4 rings) | 1 Kit | LFPCCA5K | 81016958 | 1 |  | 840213011093 | 45.75
Crimp x female sweat Ball Valve
1/2” Crimp x 1/2” Female Sweat LF Mini Ball Valve | 1 | LFP12123PX3 | 81016571 | 1 |  | 098268023404 | 67
PEX/PERT Compression Fittings (Heating Only - Not For Potable)
1/2” PEX SS-T20 Comp. Coupling Kit | 1 Kit | PXCASST3K | 81005175 | 1 |  | 840213073794 | 113
5/8” PEX SS-T20 Comp. Coupling Kit | 1 Kit | PXCASST4K | 81005176 | 1 |  | 840213073800 | 122.5
3/4” PEX SS-T20 Comp. Coupling Kit | 1 Kit | PXCASST5K | 81005177 | 2 |  | 840213073817 | 186.5
Onix Clamps
SelfTite
3/8” SelfTite Clamp (19 mm) | 10 | 663019-10 | 81000523 | 3 |  | 840213015350 | 41.25
1/2” SelfTite Clamp (22 mm) | 10 | 663022-10 | 81000526 | 4 |  | 840213016791 | 56.5
5/8” SelfTite Clamp (25 mm) | 10 | 663025-10 | 81000529 | 4 |  | 840213017279 | 61.5
3/4” SelfTite Clamp (29 mm) | 10 | 663029-10 | 81000532 | 5 |  | 840213016326 | 75.5
TorqueTite
3/8” TorqueTite Clamp (17–19 mm) | 10 | 6641117-10 | 81002913 | 2 |  | 840213043940 | 128
1/2” TorqueTite Clamp (21–23 mm) | 10 | 6641524-10 | 81002916 | 2 |  | 840213043971 | 129.5
5/8” TorqueTite Clamp (25–27 mm) | 10 | 6641928-10 | 81002919 | 2 |  | 840213044008 | 141
3/4” TorqueTite Clamp (29–31 mm) | 10 | 6642232-10 | 81002922 | 2 |  | 840213044039 | 152.5
Onix Fittings
BSP adapters
3/8” Onix x 3/4” BSP Swivel Fitting | 10 | 689001-10 | 81000679 | 1 |  | 840213020095 | 270
1/2” Onix x 3/4” BSP Swivel Fitting | 10 | 689002-10 | 81000681 | 1 |  | 840213025212 | 275.5
5/8” Onix x 3/4” BSP Swivel Fitting | 10 | 689003-10 | 81000683 | 2 |  | 840213024062 | 345.5
3/4” Onix x 3/4” BSP Swivel Fitting | 10 | 689004-10 | 81000684 | 2 |  | 840213026622 | 438.5
Male Sweat Adapters
3/8” Onix x 1/2” Male Sweat Adapter | 10 | 684001-10 | 81000659 | 1 |  | 840213018047 | 102
1/2” Onix x 1/2” Male Sweat Adapter | 10 | 685001-10 | 81000663 | 1 |  | 840213015503 | 107
5/8” Onix x 1/2” Male Sweat Adapter | 10 | 686001-10 | 81000667 | 1 |  | 840213019563 | 135.5
3/4” Onix x 3/4” Male Sweat Adapter | 10 | 687001-10 | 81000671 | 2 |  | 840213018726 | 244
Female Sweat Elbows
1/2” Onix x 3/4” Female Sweat Elbow | 10 | 185074-10 | 81000116 | 3 |  | 840213024765 | 218.5
5/8” Onix x 3/4” Female Sweat Elbow | 10 | 185625-10 | 81000120 | 3 |  | 840213024222 | 236.5
3/4” Onix x 3/4” Female Sweat Elbow | 10 | 185075-10 | 81000118 | 3 |  | 840213021696 | 270
Repair Coupling Kits
3/8” SelfTite Onix Repair Kit (2 couplings, 4 clamps) | 1 kit | 660075 | 81000507 | 1 |  | 840213014018 | 56.5
1/2” SelfTite Onix Repair Kit (2 couplings, 4 clamps) | 1 kit | 660085 | 81000509 | 1 |  | 840213019792 | 58.5
5/8” SelfTite Onix Repair Kit (2 couplings, 4 clamps) | 1 kit | 660105 | 81000511 | 2 |  | 840213022150 | 78.75
3/4” SelfTite Onix Repair Kit (2 couplings, 4 clamps) | 1 kit | 660125 | 81000513 | 2 |  | 840213024512 | 84.25
3/8” TorqueTite Repair Kit (2 couplings, 4 clamps) | 1 kit | 660076 | 81000508 | 1 |  | 840213021085 | 81
1/2” TorqueTite Repair Kit (2 couplings, 4 clamps) | 1 kit | 660086 | 81000510 | 1 |  | 840213019747 | 113
5/8” TorqueTite Repair Kit (2 couplings, 4 clamps) | 1 kit | 660106 | 81000512 | 2 |  | 840213021481 | 138.5
3/4” TorqueTite Repair Kit (2 couplings, 4 clamps) | 1 kit | 660126 | 81000514 | 2 |  | 840213022747 | 141
Couplings
3/8” Onix Coupling | 10 | 677062-10 | 81000611 | 1 |  | 840213015497 | 70.25
1/2” Onix Coupling | 10 | 677082-10 | 81000615 | 1 |  | 840213022075 | 92.25
5/8” Onix Coupling | 10 | 677101-10 | 81000618 | 1 |  | 840213021689 | 125.5
3/4” Onix Coupling | 10 | 677121-10 | 81000621 | 1 |  | 840213021443 | 164
3/8” Onix x 1/2” Male Swt MBV (.44" bore) | 1 | 446105 | 81000366 | 3 |  | 840213016517 | 48.25
RadiantPEX-AL Compression Fittings (Heating Only - Not For Potable)
T-20 Adapters
3/8” Compression x SS-T20 (3/4” FBSP) Adapter | 10 | RLC01B06T20-10 | 81011138 | 1 |  | 840213093617 | 243
1/2" Compression x SS-T20 (3/4” FBSP) Adapter | 10 | RLC0501B08T20-10 | 81010735 | 1 |  | 840213095802 | 245.5
5/8” Compression x SS-T20 (3/4” FBSP) Adapter | 10 | RLC01B10T20-10 | 81008088 | 2 |  | 840213083298 | 262
3/4" Compression x SS-T20 (3/4" FBSP) Adapter | 10 | RLC01B12T20-10 | 81007735 | 2 |  | 840213091248 | 1143
Male Sweat Adapters
3/8” Compression x 1/2” Male Sweat Adapter | 10 | RLC10B0608-10 | 81011139 | 1 |  | 840213093624 | 191.5
1/2” Compression x 1/2” Male Sweat Adapter | 10 | RLC0510B0808-10 | 81010731 | 1 |  | 840213095765 | 197.5
5/8” Compression x 1/2” Male Sweat Adapter | 10 | RLC10B1008-10 | 81008092 | 1 |  | 840213083311 | 257
5/8” Compression x 3/4” Male Sweat Adapter | 10 | RLC10B1012-10 | 81008094 | 2 |  | 840213083328 | 295.5
3/4” Compression x 3/4” Male Sweat Adapter | 10 | RLC10B1212-10 | 81008096 | 2 |  | 840213083335 | 351
1” Compression x 1” Male Sweat Adapter | 5 | RLC10B1616-5 | 81008098 | 3 |  | 840213083342 | 281
Female Sweat Adapters
3/8” Compression x 1/2”Female Sweat Adapter | 10 | RLC11B0608-10 | 81011140 | 1 |  | 840213093631 | 191.5
1/2” Compression x 1/2” Female Sweat Adapter | 10 | RLC0511B0808-10 | 81010732 | 1 |  | 840213095772 | 201
5/8” Compression x 3/4” Female Sweat Adapter | 10 | RLC11B1012-10 | 81008102 | 2 |  | 840213083366 | 258.5
3/4” Compression x 3/4” Female Sweat Adapter | 10 | RLC11B1212-10 | 81008104 | 2 |  | 840213083373 | 349.5
1” Compression x 1” Female Sweat Adapter | 5 | RLC11B1616-5 | 81013675 | 2 |  | 840213130107 | 284
MPT and FPT Adapters
1/2” Compression x 3/4” MPT Adapter | 10 | RLC0512B0812-10 | 81010729 | 2 |  | 840213095741 | 263.5
5/8” Compression x 3/4” MPT Adapter | 10 | RLC12B1012-10 | 81008108 | 2 |  | 840213083397 | 274
3/4” Compression x 3/4” MPT Adapter | 10 | RLC12B1212-10 | 81008110 | 3 |  | 840213083403 | 355.5
1” Compression x 1” MPT Adapter | 5 | RLC12B1616-5 | 81008112 | 3 |  | 840213083410 | 274
1” Compression x 1” FPT Adapter | 5 | RLC13B1616-5 | 81013676 | 2 |  | 840213130114 | 298.5
Couplings
3/8” Compression Coupling | 10 | RLC15B0606-10 | 81011141 | 1 |  | 840213093648 | 248.5
1/2” Compression Coupling | 10 | RLC0515B0808-10 | 81010716 | 1 |  | 840213096335 | 256
5/8” Compression Coupling | 10 | RLC15B1010-10 | 81008116 | 1 |  | 840213083434 | 339
3/4” Compression Coupling | 10 | RLC15B1212-10 | 81008118 | 2 |  | 840213083441 | 503.5
1” Compression Coupling | 5 | RLC15B1616-5 | 81008120 | 2 |  | 840213083458 | 408.5
Elbows
5/8" Compression Elbow | 10 | RLC19B1010-10 | 81008122 | 1 |  | 840213083526 | 373
3/4” Compression Elbow | 10 | RLC19B1212-10 | 81008124 | 2 |  | 840213083533 | 546.5
1” Compression Elbow | 5 | RLC19B1616-5 | 81008127 | 2 |  | 840213083540 | 392.5
Tees
3/4” Compression Tee | 10 | RLC18B121212-10 | 81008129 | 3 |  | 840213083557 | 739
1" Compression Tee | 5 | RLC18B161616-5 | 81008131 | 3 |  | 840213083564 | 636.5
Repair / Replacement Parts
3/8" Extra Compression Fitting Insulator | 10 | RLC43IN06-10 | 81011165 | 1 |  | 840213094119 | 16.25
1/2” Extra Compression Fitting Insulator | 10 | RLC0543IN08-10 | 81010697 | 0.5 |  | 840213095505 | 16.25
5/8" Extra Compression Fitting Insulator | 10 | RLC43IN10-10 | 81009456 | 0.5 |  | 840213089597 | 16.25
1" Extra Compression Fitting Insulator | 10 | RLC43IN16-10 | 81009460 | 0.5 |  | 840213089610 | 16.25
3/8" Extra Compression Fitting O-Rings | 10 | RLC44OR06-10 | 81011167 | 0.5 |  | 840213094072 | 14.5
1/2" Extra Compression Fitting O-Rings | 10 | RLC0544OR-08-10 | 81010652 | 0.5 |  | 840213095499 | 11
5/8" Extra Compression Fitting O-Rings | 10 | RLC44OR10-10 | 81008567 | 0.5 |  | 840213083250 | 14.5
3/4" Extra Compression Fitting O-Rings | 10 | RLC44OR12-10 | 81008568 | 0.5 |  | 840213083267 | 17
1" Extra Compression Fitting O-Rings | 10 | RLC44OR16-10 | 81008569 | 0.5 |  | 840213083274 | 20.5
Radiant Manifolds
Stainless Steel Manifolds Kits
1” Flowmeter Manifold, Stainless Steel, M-2 w/ Trunk Iso Kit | 1 Pair | D3803002SS-KIT | 81013279 | 11 |  | 840213105730 | 1029
1” Flowmeter Manifold, Stainless Steel, M-3 w/ Trunk Iso Kit | 1 Pair | D3803003SS-KIT | 81013280 | 12 |  | 840213105747 | 1185
1” Flowmeter Manifold, Stainless Steel, M-4 w/ Trunk Iso Kit | 1 Pair | D3803004SS-KIT | 81013281 | 13 |  | 840213105754 | 1342
1” Flowmeter Manifold, Stainless Steel, M-5 w/ Trunk Iso Kit | 1 Pair | D3803005SS-KIT | 81013282 | 14 |  | 840213105761 | 1546
1” Flowmeter Manifold, Stainless Steel, M-6 w/ Trunk Iso Kit | 1 Pair | D3803006SS-KIT | 81013283 | 15 |  | 840213105778 | 1704
1” Flowmeter Manifold, Stainless Steel, M-7 w/ Trunk Iso Kit | 1 Pair | D3803007SS-KIT | 81013284 | 15 |  | 840213105785 | 1848
1” Flowmeter Manifold, Stainless Steel, M-8 w/ Trunk Iso Kit | 1 Pair | D3803008SS-KIT | 81013285 | 16 |  | 840213105792 | 2000
1” Flowmeter Manifold, Stainless Steel, M-9 w/ Trunk Iso Kit | 1 Pair | D3803009SS-KIT | 81013286 | 17 |  | 840213105808 | 2164
1” Flowmeter Manifold, Stainless Steel, M-10 w/ Trunk Iso Kit | 1 Pair | D3803010SS-KIT | 81013287 | 18 |  | 840213105815 | 2328
1” Flowmeter Manifold, Stainless Steel, M-11 w/ Trunk Iso Kit | 1 Pair | D3803011SS-KIT | 81013288 | 20 |  | 840213105822 | 2498
1” Flowmeter Manifold, Stainless Steel, M-12 w/ Trunk Iso Kit | 1 Pair | D3803012SS-KIT | 81013289 | 22 |  | 840213105839 | 2675
1" SS manifolds
1” Flowmeter Manifold, Stainless Steel, M-2 | 1 Pair | D3803002SS | 81001981 | 9 |  | 840213026578 | 591
1” Flowmeter Manifold, Stainless Steel, M-3 | 1 Pair | D3803003SS | 81001982 | 10 |  | 840213028350 | 748.5
1” Flowmeter Manifold, Stainless Steel, M-4 | 1 Pair | D3803004SS | 81001983 | 11 |  | 840213030957 | 904.5
1” Flowmeter Manifold, Stainless Steel, M-5 | 1 Pair | D3803005SS | 81003398 | 12 |  | 840213044121 | 1108
1” Flowmeter Manifold, Stainless Steel, M-6 | 1 Pair | D3803006SS | 81001984 | 13 |  | 840213033422 | 1266
1” Flowmeter Manifold, Stainless Steel, M-7 | 1 Pair | D3803007SS | 81003682 | 13 |  | 840213060060 | 1413
1” Flowmeter Manifold, Stainless Steel, M-8 | 1 Pair | D3803008SS | 81001985 | 14 |  | 840213033903 | 1562
1” Flowmeter Manifold, Stainless Steel, M-9 | 1 Pair | D3803009SS | 81003687 | 15 |  | 840213060077 | 1724
1” Flowmeter Manifold, Stainless Steel, M-10 | 1 Pair | D3803010SS | 81001986 | 16 |  | 840213035402 | 1892
1” Flowmeter Manifold, Stainless Steel, M-11 | 1 Pair | D3803011SS | 81003688 | 17 |  | 840213060084 | 2061
1” Flowmeter Manifold, Stainless Steel, M-12 | 1 Pair | D3803012SS | 81001987 | 19 |  | 840213036737 | 2237
1-1/2" SS Manifolds
1-1/2" Flowmeter Manifold, Stainless Steel, M-2 | 1 Pair | D3807602SS | 81009661 | 11 |  | 098268957921 | 729.5
1-1/2" Flowmeter Manifold, Stainless Steel, M-3 | 1 Pair | D3807603SS | 81009662 | 12 |  | 098268957938 | 905
1-1/2" Flowmeter Manifold, Stainless Steel, M-4 | 1 Pair | D3807604SS | 81005355 | 13 |  | 840213074012 | 1123
1-1/2" Flowmeter Manifold, Stainless Steel, M-5 | 1 Pair | D3807605SS | 81005356 | 14 |  | 840213074029 | 1378
1-1/2" Flowmeter Manifold, Stainless Steel, M-6 | 1 Pair | D3807606SS | 81005357 | 15 |  | 840213074036 | 1577
1-1/2" Flowmeter Manifold, Stainless Steel, M-7 | 1 Pair | D3807607SS | 81009663 | 16 |  | 098268957945 | 1738
1-1/2" Flowmeter Manifold, Stainless Steel, M-8 | 1 Pair | D3807608SS | 81005358 | 17 |  | 840213074043 | 1941
1-1/2" Flowmeter Manifold, Stainless Steel, M-9 | 1 Pair | D3807609SS | 81009664 | 18 |  | 098268957952 | 2141
1-1/2" Flowmeter Manifold, Stainless Steel, M-10 | 1 Pair | D3807610SS | 81005359 | 19 |  | 840213074050 | 2351
1-1/2" Flowmeter Manifold, Stainless Steel, M-11 | 1 Pair | D3807611SS | 81009665 | 20 |  | 098268957969 | 2591
1-1/2" Flowmeter Manifold, Stainless Steel, M-12 | 1 Pair | D3807612SS | 81005360 | 21 |  | 840213074067 | 2777
Stainless Steel Manifold Accessories
Stainless Steel Add-A-Zone, 1” | 1 | D3804000SS | 81002934 | 3 |  | 840213068080 | 480
Accessory Kits
1” SS Accessories Kit w/ 1” FNPT Isolation Ball Valves | 1 Kit | DK1000 | 81003736 | 3 |  | 840213060183 | 439.5
1" SS Accessories Kit Deluxe | 1 Kit | DK1010 | 81006651 | 3 |  | 098268114720 | 413
1” SS Accessories Kit w/ 3/4” Sweat Manifold Adapters | 1 Kit | DK7000 | 81005455 | 3 |  | 840213074210 | 203
1” SS Accessories Kit w/ 1” Sweat Manifold Adapters | 1 Kit | DK3000 | 81005369 | 3 |  | 840213074166 | 210
Hi-Flow SS Accessories Kit w/ 1-1/2” FNPT Isolation Ball Valves | 1 Kit | DK4000 | 81005370 | 3 |  | 840213074173 | 762
Hi-Flow SS Accessories Kit w/ 1-1/2” Sweat Manifold Adapters | 1 Kit | DK6000 | 81005372 | 3 |  | 840213074197 | 341
Valve and Vent and Purge Assemblies
1” SS Trunk Iso Valve Set | 1 Pair | D4201720-P | 81003400 | 2 |  | 098268114737 | 306.5
1-1/2” Hi-Flow Trunk Iso Valve Set | 1 Pair | D3515900-P | 81009666 | 2 |  | 098268114744 | 609
1" Vent-and-Purge Assembly | 1 | D4201715-N | 81001993 | 1 |  | 840213021450 | 115
Hi-Flow Vent-and-Purge Assembly | 1 | D3515940-N | 81005457 | 1 |  | 840213074647 | 150.5
Misc Adapters
1" SS Manifold End Cap | 1 | D063064-N | 81001977 | 0.5 |  | 840213015053 | 22.25
Hi-Flow SS Manifold End Cap | 1 | D3515910-N | 81005425 | 0.5 |  | 840213074609 | 36.75
1" SS Manifold Coupling Pair | 1 Pair | D402178-P | 81001988 | 1 |  | 840213018863 | 138
Hi-Flow SS Manifold 1-1/2" Coupling Pair | 1 Pair | D3290010-P | 81005426 | 1 |  | 840213074616 | 171.5
1” SS Manifold x 3/4” Female Sweat Adapter | 1 Pair | D0504-P | 81005366 | 1 |  | 840213074128 | 75.75
1” SS Manifold x 1” Female Sweat Adapter | 1 Pair | D0505-P | 81005367 | 1 |  | 840213074135 | 80.5
Hi-Flow SS Manifold x 1-1/2” Female Sweat Adapter | 1 Pair | D0708-P | 81005480 | 1 |  | 840213074142 | 217
1” SS Manifold x 1” MNPT Adapter | 1 Pair | D4201480-P | 81001989 | 1 |  | 840213019082 | 121.5
Hi-Flow SS Manifold x 1-1/2” MNPT Adapter | 1 Pair | D3515920-P | 81005368 | 1 |  | 840213074159 | 157.5
1” SS Manifold x 3/4” Crimp Adapter | 1 | D5SSX4C-N | 81009351 | 1 |  | 840213089627 | 79.75
1” SS Manifold Elbow, Female BSP x Male BSP | 1 | D3517020-N | 81005364 | 1 |  | 840213074104 | 105.5
Hi-Flow SS Manifold Elbow, Female BSP x Male BSP | 1 | D3515925-N | 81005365 | 1 |  | 840213074111 | 154.5
SS Circuit Isolation Cap | 1 | D4201700-S | 81005479 | 1 |  | 840213072780 | 32.5
Valve Actuator, 2-wire | 1 | 22C24NC2 | 81006634 | 1 |  | 098268118285 | 154
Valve Actuator, 4-wire | 1 | 22C24NC4 | 81001541 | 1 |  | 840213021115 | 174.5
Replacement Components
1" SS Manifold fiber replacement gasket | 10 | 390095-10 | 81011084 | 1 |  | 840213093655 | 14.25
Hi-Flow SS Manifold fiber replacement gasket | 10 | 390090-10 | 81011085 | 1 |  | 840213093662 | 14.5
1" SS Manifold neoprene replacement gasket | 10 | 390096-10 | 81011086 | 1 |  | 840213096854 | 17
Hi-Flow SS Manifold neoprene replacement gasket | 10 | 390097-10 | 81011087 | 1 |  | 840213094126 | 28
SS Manifold replacement blue cap | 1 | 428337 | 81007329 | 1 |  | 840213093679 | 10.5
1" SS Manifold replacement flowmeter/valve (0-2 gpm) | 1 | D3151122N | 81011159 | 2 |  | 840213094089 | 68.25
Hi-Flow SS Manifold replacement flowmeter/valve (0-4 gpm) | 1 | D3151190N | 81011160 | 2 |  | 840213094096 | 68.25
SS Manifold replacement temperature gauge | 1 | D6151005 | 81003402 | 1 |  | 840213061326 | 48.75
1" SS Manifold Pressure Test Kit | 1 Kit | D665161 | 81001996 | 4 |  | 840213027148 | 389
Hi-Flow SS Manifold Pressure Test Kit | 1 Kit | D665261 | 81005373 | 4 |  | 840213074203 | 457.5
Manifold Cabinets
Manifold Box, 16” x 29” x 4-1/2” | 1 | PZ162904 | 81001525 | 7 |  | 840213025458 | 641
Manifold Box, 24” x 29” x 4-1/2” | 1 | PZ242904 | 81003497 | 15 |  | 840213059422 | 750
Manifold Box, 40” x 29” x 4-1/2” | 1 | PZ402904 | 81004517 | 22 |  | 840213000325 | 885.5
Radiant Copper Manifolds
Onix Custom Copper Manifolds (Heating Only - Not For Potable)
**The number of circuits served by the manifold pair determines the last two digits (XX) of the Model Number, as well as the List Price.
For example, a 3/8"" Onix manifold pair with five circuits is Model Number 154205.
Please call if ordering by Order Number.
***2" or larger custom manifolds are available upon request with a two week lead time
3/8” Onix x 1” Trunk | 1 pair | 1542XX | ** | 1 / br.
3/8” Onix w/BVR x 1” Trunk | 1 pair | 1542XXBVR | ** | 1 / br.
1/2” Onix x 1” Trunk | 1 pair | 1543XX | ** | 1 / br.
1/2” Onix x 1-1/4” Trunk | 1 pair | 1553XX | ** | 1 / br.
1/2” Onix x 1-1/2” Trunk | 1 pair | 1563XX | ** | 1 / br.
1/2” Onix w/BVR x 1” Trunk | 1 pair | 1543XXBVR | ** | 1 / br.
1/2” Onix w/BVR x 1-1/4” Trunk | 1 pair | 1553XXBVR | ** | 1 / br.
1/2” Onix w/BVR x 1-1/2” Trunk | 1 pair | 1563XXBVR | ** | 1 / br.
5/8” Onix x 1” Trunk | 1 pair | 1544XX | ** | 1 / br.
5/8” Onix x 1-1/4” Trunk | 1 pair | 1554XX | ** | 1 / br.
5/8” Onix x 1-1/2” Trunk | 1 pair | 1564XX | ** | 1 / br.
5/8” Onix x 2” Trunk | 1 pair | 1574XX | ** | 1 / br.
5/8” Onix w/BVR x 1” Trunk | 1 pair | 1544XXBVR | ** | 1 / br.
5/8” Onix w/BVR x 1-1/4” Trunk | 1 pair | 1554XXBVR | ** | 1 / br.
5/8” Onix w/BVR x 1-1/2” Trunk | 1 pair | 1564XXBVR | ** | 1 / br.
5/8” Onix w/BVR x 2” Trunk | 1 pair | 1574XXBVR | ** | 1 / br.
5/8” Onix w/BVSR x 1” Trunk | 1 pair | 1544XXBVSR | ** | 1 / br.
5/8” Onix w/BVSR x 1-1/4” Trunk | 1 pair | 1554XXBVSR | ** | 1 / br.
5/8” Onix w/BVSR x 1-1/2” Trunk | 1 pair | 1564XXBVSR | ** | 1 / br.
5/8” Onix w/BVSR x 2” Trunk | 1 pair | 1574XXBVSR | ** | 1 / br.
3/4” Onix x 1-1/4” Trunk | 1 pair | 1555XX | ** | 1 / br.
3/4” Onix x 1-1/2” Trunk | 1 pair | 1565XX | ** | 1 / br.
3/4” Onix x 2” Trunk | 1 pair | 1575XX | ** | 1 / br.
3/4” Onix w/BVR x 1-1/4” Trunk | 1 pair | 1555XXBVR | ** | 1 / br.
3/4” Onix w/BVR x 1-1/2” Trunk | 1 pair | 1565XXBVR | ** | 1 / br.
3/4” Onix w/BVR x 2” Trunk | 1 pair | 1575XXBVR | ** | 1 / br.
3/4” Onix w/BVSR x 1-1/4” Trunk | 1 pair | 1555XXBVSR | ** | 1 / br.
3/4” Onix w/BVSR x 1-1/2” Trunk | 1 pair | 1565XXBVSR | ** | 1 / br.
3/4” Onix w/BVSR x 2” Trunk | 1 pair | 1575XXBVSR | ** | 1 / br.
PEX CRIMP Custom Copper Manifolds (Heating Only - Not For Potable)
The number of circuits served by the manifold pair determines the last two digits (XX)
of the Model Number, as well as the List Price.
For example, a 1/2" manifold pair with five circuits is Model Number PC154305.
Please call, if ordering by Order Number.
3/8” PEX Crimp x 1” Trunk | 1 pair | PC1542XX | ** | 1 / br.
3/8” PEX Crimp w/BVR x 1” Trunk | 1 pair | PC1542XXBVR | ** | 1 / br.
1/2” PEX Crimp x 1” Trunk | 1 pair | PC1543XX | ** | 1 / br.
1/2” PEX Crimp x 1-1/4” Trunk | 1 pair | PC1553XX | ** | 1 / br.
1/2” PEX Crimp x 1-1/2” Trunk | 1 pair | PC1563XX | ** | 1 / br.
1/2” PEX Crimp w/BVR x 1” Trunk | 1 pair | PC1543XXBVR | ** | 1 / br.
1/2” PEX Crimp w/BVR x 1-1/4” Trunk | 1 pair | PC1553XXBVR | ** | 1 / br.
1/2” PEX Crimp w/BVR x 1-1/2” Trunk | 1 pair | PC1563XXBVR | ** | 1 / br.
1/2” PEX Crimp w/BVSR x 1” Trunk | 1 pair | PC1543XXBVSR | ** | 1 / br.
1/2” PEX Crimp w/BVSR x 1-1/4” Trunk | 1 pair | PC1553XXBVSR | ** | 1 / br.
1/2” PEX Crimp w/BVSR x 1-1/2” Trunk | 1 pair | PC1563XXBVSR | ** | 1 / br.
5/8” PEX Crimp x 1” Trunk | 1 pair | PC1544XX | ** | 2 / br.
5/8” PEX Crimp x 1-1/4” Trunk | 1 pair | PC1554XX | ** | 1 / br.
5/8” PEX Crimp w/BVR x 1” Trunk | 1 pair | PC1544XXBVR | ** | 1 / br.
5/8” PEX Crimp w/BVR x 1-1/4” Trunk | 1 pair | PC1554XXBVR | ** | 1 / br.
5/8” PEX Crimp w/BVR x 2” Trunk | 1 pair | PC1574XXBVR | ** | 2 / br.
5/8” PEX Crimp w/BVSR x 1” Trunk | 1 pair | PC1544XXBVSR | ** | 1 / br.
5/8” PEX Crimp w/BVSR x 1-1/4” Trunk | 1 pair | PC1554XXBVSR | ** | 1 / br.
5/8” PEX Crimp w/BVSR x 1-1/2” Trunk | 1 pair | PC1564XXBVSR | ** | 2 / br.
3/4” PEX Crimp x 1-1/4” Trunk | 1 pair | PC1555XX | ** | 1 / br.
3/4” PEX Crimp x 1-1/2” Trunk | 1 pair | PC1565XX | ** | 2 / br.
3/4” PEX Crimp x 2” Trunk | 1 pair | PC1575XX | ** | 2 / br.
3/4” PEX Crimp w/BVR x 1-1/4” Trunk | 1 pair | PC1555XXBVR | ** | 1 / br.
3/4” PEX Crimp w/BVR x 1-1/2” Trunk | 1 pair | PC1565XXBVR | ** | 1 / br.
3/4” PEX Crimp w/BVR x 2” Trunk | 1 pair | PC1575XXBVR | ** | 1 / br.
3/4” PEX Crimp w/BVSR x 1-1/4” Trunk | 1 pair | PC1555XXBVSR | ** | 1 / br.
3/4” PEX Crimp w/BVSR x 1-1/2” Trunk | 1 pair | PC1565XXBVSR | ** | 1 / br.
3/4” PEX Crimp w/BVSR x 2” Trunk | 1 pair | PC1575XXBVSR | ** | 1 / br.
RadiantPEX-AL COMPRESSION Custom Copper Manifolds (Heating Only - Not For Potable)
The number of circuits served by the manifold pair determines the last two digits (XX)
of the Model Number, as well as the List Price.
For example, a 1/2" manifold pair with five circuits is Model Number RLC154305.
Please call, if ordering by Order Number.
3/8” RadiantPEX-AL Compression x 1” Trunk, BVR | 1 pair | RLC1542XXBVR | ** | 2 / br.
1/2” RadPEX-AL Compression x 1” Trunk | 1 pair | RLC051543XX | ** | 2 / br.
1/2” RadPEX-AL Compression x 1” Trunk,BVR | 1 pair | RLC051543XXBVR | ** | 1 / br.
1/2” RadPEX-AL Compression x 1-1/4” Trunk,BVR | 1 pair | RLC051553XXBVR | ** | 1 / br.
5/8” RadPEX-AL Compression x 1” Trunk | 1 pair | RLC1544XX | ** | 2 / br.
5/8” RadPEX-AL Compression x 1-1/4” Trunk | 1 pair | RLC1554XX | ** | 2 / br.
5/8” RadPEX-AL Compression x 1-1/2” Trunk | 1 pair | RLC1564XX | ** | 2 / br.
5/8” RadPEX-AL Compression x 1” Trunk,BVR | 1 pair | RLC1544XXBVR | ** | 2 / br.
5/8” RadPEX-AL Compression x 1-1/4” Trunk,BVR | 1 pair | RLC1554XXBVR | ** | 2 / br.
5/8” RadPEX-AL Compression x 1-1/2” Trunk,BVR | 1 pair | RLC1564XXBVR | ** | 2 / br.
5/8” RadPEX-AL Compression x 1” Trunk,BVSR | 1 pair | RLC1544XXBVSR | ** | 1 / br.
5/8” RadPEX-AL Compression x 1-1/4” Trunk,BVSR | 1 pair | RLC1554XXBVSR | ** | 1 / br.
5/8” RadPEX-AL Compression x 1-1/2” Trunk,BVSR | 1 pair | RLC1564XXBVSR | ** | 2 / br.
3/4” RadPEX-AL Compression x 1-1/4” Trunk | 1 pair | RLC1555XX | ** | 2 / br.
3/4” RadPEX-AL Compression x 1-1/2” Trunk | 1 pair | RLC1565XX | ** | 2 / br.
3/4” RadPEX-AL Compression x 1-1/4” Trunk,BVR | 1 pair | RLC1555XXBVR | ** | 2 / br.
3/4” RadPEX-AL Compression x 1-1/2” Trunk,BVR | 1 pair | RLC1565XXBVR | ** | 2 / br.
3/4” RadPEX-AL Compression x 1-1/4” Trunk,BVSR | 1 pair | RLC1555XXBVSR | ** | 2 / br.
3/4” RadPEX-AL Compression x 1-1/2” Trunk,BVSR | 1 pair | RLC1565XXBVSR | ** | 2 / br.
CustomCut Copper Manifolds (Heating Only - Not For Potable)
3/8” Onix CustomCut, 16-branch, 1” Trunk (no MBVs) | 1 | 204237 | 81001937 | 7 |  | 840213023454 | 374.5
3/8” Onix CustomCut w/MBVs, 16-branch, 1” Trunk | 1 | 204237BV | 81001940 | 14 |  | 840213030339 | 1199
1/2" Crimp CustomCut, 16-branch, 1" Trunk | 1 | LFPC204250 | 81016963 | 7 |  | 840213183462 | 435.5
1/2" Crimp CustomCut w/ MBV's, 16-branch, 1" Trunk | 1 | LFPC204250BV | 81016964 | 14 |  | 840213183479 | 1299
1/2” RadPEX-AL Compression CustomCut, 16- branch, 1” Trunk (no MBVs) | 1 | RLCM05-M16-08X16 | 81010694 | 7 |  | 840213096410 | 497.5
1/2” RadPEX-AL Compression w/MBVs, 16- branch, 1” Trunk | 1 | RLCM05-M16BV-08X16 | 81010692 | 14 |  | 840213096397 | 1454
1/2” CopperStub, 16-branch x 1” Trunk x 48” long | 1 | 205116 | 81001944 | 7 |  | 840213020316 | 388.5
3/4” CopperStub, 12-branch x 1-1/4” Trunk x 48” long | 1 | 205412 | 81001951 | 7 |  | 840213020873 | 491.5
Copper Tubular Manifold Accessories
Vent and Purge
1” Vent-and-Purge Assembly | 1 | 160002 | 81000100 | 1 |  | 840213020156 | 133
1-1/4” Vent-and-Purge Assembly | 1 | 160003 | 81000101 | 1 |  | 840213020248 | 166
1-1/2” Vent-and-Purge Assembly | 1 | 160004 | 81000102 | 1 |  | 840213020217 | 207
2” Vent-and-Purge Assembly | 1 | 160005 | 81000103 | 1 |  | 840213020255 | 279.5
Isolation Ball Valve
1" Trunk Isolation Ball Valve | 1 pair | 440101-03 | 81000344 | 1 |  | 840213021672 | 109
1-1/4” Trunk Isolation Ball Valve, | 1 pair | 440102-03 | 81003371 | 1 |  | 840213065324 | 182
1-1/2” Trunk Isolation Ball Valve | 1 pair | 440103-03 | 81004854 | 2 |  | 840213076726 | 301.5
2" Trunk Isolation Ball Valve | 1 pair | 440104-03 | 81003372 | 2 |  | 840213059552 | 343
Union
1” Installed Union | 1 pair | 464200 | 81000452 | 2 |  | 840213018535 | 163.5
1-1/4” Installed Union | 1 pair | 464202 | 81000454 | 2 |  | 840213025571 | 249.5
1-1/2” Installed Union | 1 pair | 464203 | 81000455 | 3 |  | 840213026967 | 459
2” Installed Union | 1 pair | 464204 | 81000456 | 4 |  | 840213030735 | 522.5
Ends
1” End Assembly | 1 | 000102 | 81003193 | 1 |  | 840213059750 | 133
1-1/4” End Assembly | 1 | 000103 | 81003194 | 1 |  | 840213061623 | 166
1-1/2” End Assembly | 1 | 000104 | 81003195 | 1 |  | 840213065560 | 207
2” End Assembly | 1 | 000105 | 81003196 | 1 |  | 840213065270 | 279.5
Pressure Test Kits
1-1/4” Copper Manifold Pressure Test Kit | 1 kit | 665201 | 81000552 | 4 |  | 840213025861 | 513
2” Copper Manifold Pressure Test Kit | 1 kit | 665321 | 81000554 | 5 |  | 840213028701 | 802.5
Manifold Cabinets
Manifold Box, 16” x 29” x 4-1/2” | 1 | PZ162904 | 81001525 | 7 |  | 840213025458 | 641
Manifold Box, 24” x 29” x 4-1/2” | 1 | PZ242904 | 81003497 | 15 |  | 840213059422 | 750
Manifold Box, 40” x 29” x 4-1/2” | 1 | PZ402904 | 81004517 | 22 |  | 840213000325 | 885.5
Mounting Brackets
Manifold Brackets for 1”–1-1/4” Tubular Manifolds | 1 Pr. | 666162 | 81000558 | 1 |  | 840213020194 | 127
R-flex Tubing & Fittings
R-flex Single & Dual Coils
*See design and installation manual for system sizing assistance
Single- Custom Lengths*
R-flex Single, 40mm x 160mm OD Jacket |  | RFS-40x160-1 | 81012951 |  |  | 840213103149 | 95.75
R-flex Single, 50mm x 160mm OD Jacket |  | RFS-50x160-1 | 81012952 |  |  | 840213103156 | 113.5
R-flex Single, 63mm x 160mm OD Jacket |  | RFS-63x160-1 | 81012953 |  |  | 840213103163 | 125.5
R-flex Single, 75mm x 200mm OD Jacket |  | RFS-75x200-1 | 81012954 |  |  | 840213103170 | 168
R-flex Single, 90mm x 200mm OD Jacket |  | RFS-90x200-1 | 81012955 |  |  | 840213103187 | 200
R-flex Single, 110mm x 200mm OD Jacket |  | RFS-110x200-1 | 81012956 |  |  | 840213103194 | 232
- Cut Charge - Standard 25' Increments (25', 75', 150' etc.) NET |  | RF-C75 | 81013128 |  |  | 840213127190 | 210
- Cut Charge - Non-Standard Increments (80', 105', 170' etc.) NET |  | RF-C150 | 81013129 |  |  | 840213127206 | 416
*Maximum Coil Length is 328 ft. - No cut charge for maximum coil
Dual - Custom Lengths*
R-flex Dual, 1" x 125mm OD Jacket |  | RFD-1x125-1 | 81012957 |  |  | 840213103255 | 80
R-flex Dual, 32mm x 125mm OD Jacket |  | RFD-32x125-1 | 81012958 |  |  | 840213103262 | 88
R-flex Dual, 40mm x 160mm OD Jacket |  | RFD-40x160-1 | 81012959 |  |  | 840213103279 | 128
R-flex Dual, 50mm x 200mm OD Jacket |  | RFD-50x200-1 | 81012960 |  |  | 840213103002 | 174.5
R-flex Dual, 63mm x 200mm OD Jacket |  | RFD-63x200-1 | 81012961 |  |  | 840213103286 | 222.5
- Cut Charge - Standard 25' Increments (25', 75', 150' etc.) NET |  | RF-C75 | 81013128 |  |  | 840213127190 | 210
- Cut Charge - Non-Standard Increments (80', 105', 170' etc.) NET |  | RF-C150 | 81013129 |  |  | 840213127206 | 416
*Maximum Coil Length is 328 ft. - No cut charge for maximum coil
R-flex Dust Caps & Shrink Caps
R-flex Single Pipe Dust Cap, 40mm x 1, 160mm OD | 1 | RFDC-40x1x160 | 81012967 | 0.5 |  | 840213103293 | 34.5
R-flex Single Pipe Dust Cap, 50mm x 1, 160mm OD | 1 | RFDC-50x1x160 | 81012934 | 0.5 |  | 840213103309 | 34.5
R-flex Single Pipe Dust Cap, 63mm x 1, 160mm OD | 1 | RFDC-63x1x160 | 81012935 | 0.5 |  | 840213103316 | 34.5
R-flex Single Pipe Dust Cap, 75mm x 1, 200mm OD | 1 | RFDC-75x1x200 | 81012936 | 0.5 |  | 840213103323 | 34.5
R-flex Single Pipe Dust Cap, 90mm x 1, 200mm OD | 1 | RFDC-90x1x200 | 81012937 | 0.5 |  | 840213103330 | 34.5
R-flex Single Pipe Dust Cap, 110mm x 1, 200mm OD | 1 | RFDC-110x1x200 | 81012938 | 0.5 |  | 840213103347 | 34.5
R-flex Dual Pipe Dust Cap, 1" x 2, 125mm OD | 1 | RFDC-1x2x125 | 81012939 | 0.5 |  | 840213103354 | 34.5
R-flex Dual Pipe Dust Cap, 32mm x 2, 125mm OD | 1 | RFDC-32x2x125 | 81012940 | 0.5 |  | 840213103361 | 34.5
R-flex Dual Pipe Dust Cap, 40mm x 2, 160mm OD | 1 | RFDC-40x2x160 | 81012941 | 0.5 |  | 840213103378 | 34.5
R-flex Dual Pipe Dust Cap, 50mm x 2, 200mm OD | 1 | RFDC-50x2x200 | 81012942 | 0.5 |  | 840213103385 | 34.5
R-flex Dual Pipe Dust Cap, 63mm x 2, 200mm OD | 1 | RFDC-63x2x200 | 81012943 | 0.5 |  | 840213103392 | 34.5
R-flex Single Pipe Shrink Cap, 40-50mm x 1, 160mm OD | 1 | RFSC-40-50X1X160 | 81012664 | 0.5 |  | 840213103408 | 316.5
R-flex Single Pipe Shrink Cap, 63mm x 1, 160mm OD | 1 | RFSC-63X1X160 | 81012540 | 0.5 |  | 840213103415 | 354
R-flex Single Pipe Shrink Cap, 75-110mm x 1, 200mm OD | 1 | RFSC-75-110X1X200 | 81012541 | 0.5 |  | 840213103422 | 376
R-flex Dual Pipe Shrink Cap, 1" and 32mm x 2, 125mm OD | 1 | RFSC-32x2x125 | 81012543 | 0.5 |  | 840213103446 | 511.5
R-flex Dual Pipe Shrink Cap, 40mm x 2, 160mm OD | 1 | RFSC-40x2x160 | 81012544 | 0.5 |  | 840213103453 | 572
R-flex Dual Pipe Shrink Cap, 50mm x 2, 200mm OD | 1 | RFSC-50x2x200 | 81012545 | 0.5 |  | 840213103460 | 572
R-flex Dual Pipe Shrink Cap, 63mm x 2, 200mm OD | 1 | RFSC-63x2x200 | 81012546 | 0.5 |  | 840213103477 | 637
Plugs
R-flex Pex Plug, 1" | 1 | RFPP-1" | 81013021 | 0.5 |  | 840213157104 | 1
R-flex Pex Plug, 32mm | 1 | RFPP-32mm | 81013022 | 0.5 |  | 840213146511 | 2.25
R-flex Pex Plug, 40mm | 1 | RFPP-40mm | 81013023 | 0.5 |  | 840213146528 | 2.25
R-flex Pex Plug, 50mm | 1 | RFPP-50mm | 81013024 | 0.5 |  | 840213146535 | 2.75
R-flex Pex Plug, 63mm | 1 | RFPP-63mm | 81013025 | 0.5 |  | 840213146542 | 5
R-flex Pex Plug, 75mm | 1 | RFPP-75mm | 81013026 | 0.5 |  | 840213146559 | 5.25
R-flex Pex Plug, 90mm | 1 | RFPP-90mm | 81013027 | 0.5 |  | 840213146566 | 5.5
R-flex Connections
R-flex Adapter, Comp, 32mm x 1" MNPT | 1 | RFA-32x100MPT | 81012553 | 1 |  | 840213103026 | 135.5
R-flex Adapter, Comp, 40mm x 1-1/4" MNPT | 1 | RFA-40x125MPT | 81012554 | 1.5 |  | 840213103033 | 179.5
R-flex Adapter, Comp, 50mm x 1-1/2" MNPT | 1 | RFA-50x150MPT | 81012665 | 2.5 |  | 840213102999 | 230
R-flex Adapter, Comp, 63mm x 2" MNPT | 1 | RFA-63x200MPT | 81012556 | 3.5 |  | 840213103040 | 419.5
R-flex Adapter, Comp, 75mm x 2-1/2" MNPT | 1 | RFA-75x250MPT | 81012589 | 4 |  | 840213103057 | 556
R-flex Adapter, Comp, 90mm x 3" MNPT | 1 | RFA-90x300MPT | 81012558 | 7.5 |  | 840213103064 | 930
R-flex Adapter, Comp, 110mm x 4" MNPT | 1 | RFA-110x400MPT | 81012590 | 10 |  | 840213103071 | 1147
R-flex Casings
Casing, Straight Sleeve, 125-200mm pipes | 1 | RFCS-125200 | 81012549 | 13 |  | 840213104221 | 1744
Casing, Elbow, 125-200mm pipes | 1 | RFCE-125200 | 81012548 | 21 |  | 840213104245 | 1900
Casing, Tee, 125-200mm pipes | 1 | RFCT-125200 | 81012550 | 26 |  | 840213104252 | 1720
Inspect Chamber, 125-200mm pipes | 1 | RFIC-125200 | 81012551 | 75 |  | 840213104269 | 4819
R-flex Accessories
Shrink Repair Sleeve, 200mm | 1 | RFRS-200 | 81012594 | 1 |  | 840213104306 | 210
Link Belt, 125mm outer casing | 1 | RFLB-125 | 81012948 | 1.5 |  | 840213104320 | 311.5
Link Belt, 160mm outer casing | 1 | RFLB-160 | 81012949 | 5 |  | 840213104337 | 774.5
Link Belt, 200mm outer casing | 1 | RFLB-200 | 81012950 | 6 |  | 840213104344 | 1314
Radiant Fasteners and Tools
Fasteners
Foam BoardTools and Fasteners
Foamboard Stapler | 1 | P667425 | 81010025 | 5 |  | 840213091729 | 1858
Foamboard Staples, 1.5” | 300 | P667300-300 | 81000822 | 3 |  | 840213025090 | 135
Foamboard Staples, 2.25” | 300 | P667350-300 | 81000825 | 3 |  | 840213026820 | 181
Cable Ties
Cable Ties | 1000 | 667161-1000 | 81000580 | 4 |  | 840213022990 | 197.5
Staple Gun and Accessories
Staple Gun Kit, Onix/PEX | 1 | 668510 | 81000588 | 9 |  | 840213041694 | 3369
Staple Gun Extension Arm Kit | 1 | 668515 | 81000592 | 4 |  | 840213034764 | 866
Staple Plate Replacement (Onix) | 1 | 668520 | 81005498 | 1 |  | 840213074708 | 164.5
Staple Plate Replacement (PEX) | 1 | P668520 | 81005497 | 1 |  | 840213074692 | 157
Staples for Onix and PEX/PAP | 1660 | 668018-1660 | 81004290 | 4 |  | 840213064396 | 121
Bend Supports
1/2” PEX Mid-run Bend Supports | 10 | PSBM33X-10 | 81005399 | 4 |  | 840213074463 | 80
3/4” PEX Mid-run Bend Supports | 10 | PSBM55X-10 | 81005400 | 5 |  | 840213074470 | 207
3/8”, 1/2” PEX Terminal Bend Supports | 10 | PSB23X-10 | 81005401 | 4 |  | 840213074487 | 64
3/4” PEX Terminal Bend Supports | 10 | PSB45X-10 | 81005402 | 5 |  | 840213074494 | 93.25
Clips and Tracks
Railway, Triple-track, 4’ | 10 | P100500-10 | 81000780 | 10 |  | 840213028305 | 307
Railway, Quad-track, 4' | 10 | P100600-10 | 81019941 | 10 |  | 840213001414 | 232
NailTites (3/8” Onix; 3/8” or 1/2” PEX) | 100 | 691060-100 | 81000690 | 1 |  | 840213016623 | 40
LockDown UnderFloor Fastener | 100 | P667100-100 | 81000818 | 1 |  | 840213019044 | 174.5
FoamBoard Screw Clips | 100 | PAC1620-100 | 81000848 | 2 |  | 840213021368 | 154
Emission Plates
FlexPlate, 1/2" x 4' | 20 | FPLT04500-20 | 81012401 | 13 |  | 840213104498 | 960.5
Extruded Alum. PEX Plate, 1/2” x 4’ | 20 | P700250-20 | 81005038 | 26 |  | 840213072551 | 830.5
Stamped Alum. PEX Plates, 1/2" X 2' | 100 | P700524-100 | 81000843 | 22 |  | 840213037710 | 1229
Manual Tools
Professional Tubing Cutter | 1 | PTC200 | 81001393 | 1 |  | 840213020668 | 106.5
Onix SqueezeTite Pliers | 1 | 669100 | 81000600 | 1 |  | 840213022808 | 159.5
Onix Unwinder | 1 | 669231 | 81000602 | 18 |  | 840213021283 | 262
PEX Unwinder | 1 | P669231 | 81000838 | 35 |  | 840213038199 | 1863
Manual PEX Tools
1/2" CrimpMaster Tool | 1 | PCMT33 | 81001153 | 3 |  | 840213035372 | 770
3/4" CrimpMaster Tool | 1 | PCMT55 | 81001154 | 3 |  | 840213035389 | 770
Ratcheting CinchTool, with Holster (one-hand) | 1 | PCCCT6 | 81009461 | 4 |  | 840213089740 | 688
CinchTool, with Holster (two-hand) | 1 | PCCCT2 | 81009709 | 3 |  | 840213089757 | 459
15” PEX CrimpAll Tool Kit, 3/8”, 1/2”, 5/8”, 3/4” | 1 Kit | PCCRT2346 | 81003038 | 6 |  | 840213059293 | 838
19” PEX CrimpAll Tool Kit, 1”, 1-1/4” | 1 Kit | PCCRT57 | 81009111 | 7 |  | 840213088057 | 1082
Crimp Go/No-Go Gauge, 3/8" - 3/4" PEX | 1 | PCGA234P | 81001123 | 1 |  | 840213016524 | 34.5
Manual PEX-AL-PEX Press Tools
3-sided Reamer, 3/8", 1/2", 3/4" | 1 | RLR05-060812 | 81010841 | 1 |  | 840213094065 | 56.75
3-sided Reamer, 5/8", 3/4", 1" | 1 | RLR-101216 | 81011431 | 1 |  | 840213121839 | 56.75
SmartTrac Panels
SmartTrac Standard Panel 2' x 2' | 1 panel 132 / Pallet* | ST838-ONE | 81016822 | 10 |  | 840213181468 | 81.75
SmartTrac Standard Panel 2' x 2', box of 5 | 5 | ST838-ONE-5 | 81019329 | 45 |  | 098268087956 | 475.5
SmartTrac Utility Panel | 1 panel 5 / Box* | ST838-UTILITY | 81016823 | 10 |  | 840213181451 | 106.5
*Required Order Multiple
Radiant Controls
Thermostat W561, WiFi, Programmable, incl floor sensor | 1 | 300561 | 81020147 | 1 |  | 840213000301 | 516.5
Thermostat 519, Air/Floor, Digital, 24V, incl floor sensor | 1 | 300152 | 81016550 | 1 |  | 840213178499 | 460.5
Adapter Plate 012 | 1 | 300158 | 81016733 | 1 |  | 840213180300 | 86.5
Floor Sensor 079, extra | 1 | 300153 | 81016551 | 1 |  | 840213178505 | 154
Mixing control 356 Variable Speed, includes outdoor & 2 universal sensors | 1 | 300147 | 81000134 | 2 |  | 840213040130 | 1425
Valve/Actuator Control, Master, 4-zone | 1 | P-2329 | 81005192 | 2 |  | 840213070724 | 267
Valve/Actuator Control, Master, 6-zone | 1 | P-2331 | 81005190 | 2 |  | 840213070700 | 326
60 VA Transformer | 1 | P-3231 | 81009509 | 2 |  | 840213093815 | 197.5
** see additional parts under ProMelt - Controls & Accessories
Hydronic Accessories
Pressure Differential By-pass Valve | 1 | D4402050 | 81005345 | 5 |  | 840213074005 | 582.5
3/4" Actuator (Valve Body Only) | 1 | 703022 | 81009858 | 1 |  | 840213093693 | 134.5
0.5–4 GPM FlowGuard, 1” MPT half unions | 1 | D3499375 | 81001979 | 4 |  | 840213023690 | 372.5
1–13 GPM FlowGuard, 1” FPT ends | 1 | D3499480 | 81001980 | 2 |  | 840213027773 | 493
3/4” LF MixTemp-160 3-way Valve (Cv = 3.1) | 1 | LF703075 | 81016965 | 2 |  | 840213183486 | 565
1” LF MixTemp-160 3-way Valve (Cv = 3.2) | 1 | LF703100 | 81016966 | 2 |  | 840213183493 | 702
Combination Temp/Pressure Gauge, 32°–248°F/0–50 PSI | 1 | 705075 | 81004202 | 1 |  | 098268535198 | 91
Combination Temp/Pressure Gauge, 60°–320°F/0–200 PSI | 1 | 705100 | 81003656 | 1 |  | 098268535181 | 91
Temperature Gauge LF, 0°–200°F | 1 | LF704621 | 81016967 | 1 |  | 840213183509 | 205
Thermal Pro Standard Packages (formerly Hydronex ZONE Series Panels)
Thermal Pro Standard Zone Panels - Basic Manifold
2 Circuit Stainless Steel Manifold | 1 | ZB-N-2 | 81005851 | M |  | 840213075873 | 2141
3 Circuit Stainless Steel Manifold | 1 | ZB-N-3 | 81005852 | M |  | 840213075880 | 2362
4 Circuit Stainless Steel Manifold | 1 | ZB-N-4 | 81005853 | M |  | 840213075897 | 2376
5 Circuit Stainless Steel Manifold | 1 | ZB-N-5 | 81005854 | M |  | 840213075903 | 2530
6 Circuit Stainless Steel Manifold | 1 | ZB-N-6 | 81005855 | L |  | 840213075910 | 2674
7 Circuit Stainless Steel Manifold | 1 | ZB-N-7 | 81005856 | L |  | 840213075927 | 2823
8 Circuit Stainless Steel Manifold | 1 | ZB-N-8 | 81005857 | L |  | 840213075934 | 2968
9 Circuit Stainless Steel Manifold | 1 | ZB-N-9 | 81005792 | L |  | 840213090104 | 3116
10 Circuit Stainless Steel Manifold | 1 | ZB-N-10 | 81005793 | L |  | 840213090111 | 3260
11 Circuit Stainless Steel Manifold | 1 | ZB-N-11 | 81005794 | L |  | 840213090128 | 3414
12 Circuit Stainless Steel Manifold | 1 | ZB-N-12 | 81005795 | L |  | 840213090135 | 3561
Thermal Pro Standard Zone Panels - Basic Manifold w/ Actuators
2 Circuit Stainless Steel Manifold with Actuators | 1 | ZB-A-2 | 81005858 | M |  | 840213075941 | 3404
3 Circuit Stainless Steel Manifold with Actuators | 1 | ZB-A-3 | 81005859 | M |  | 840213075958 | 3716
4 Circuit Stainless Steel Manifold with Actuators | 1 | ZB-A-4 | 81005860 | M |  | 840213075965 | 4028
5 Circuit Stainless Steel Manifold with Actuators | 1 | ZB-A-5 | 81005861 | M |  | 840213075972 | 4473
6 Circuit Stainless Steel Manifold with Actuators | 1 | ZB-A-6 | 81005862 | L |  | 840213075989 | 4811
9 Circuit Stainless Steel Manifold with Actuators | 1 | ZB-A-9 | 81005796 | L |  | 840213090142 | 6095
11 Circuit Stainless Steel Manifold with Actuators | 1 | ZB-A-11 | 81005798 | L |  | 840213090166 | 6831
12 Circuit Stainless Steel Manifold with Actuators | 1 | ZB-A-12 | 81005799 | L |  | 840213090173 | 7171
Thermal Pro Standard Zone Panels - Manifold w/ Pump
2 Circuit Stainless Steel Manifold with Zone Pump | 1 | ZC-N-2 | 81005865 | L |  | 840213076016 | 5969
3 Circuit Stainless Steel Manifold with Zone Pump | 1 | ZC-N-3 | 81005866 | L |  | 840213076023 | 6091
4 Circuit Stainless Steel Manifold with Zone Pump | 1 | ZC-N-4 | 81005867 | L |  | 840213076030 | 6198
5 Circuit Stainless Steel Manifold with Zone Pump | 1 | ZC-N-5 | 81005868 | L |  | 840213076047 | 6376
6 Circuit Stainless Steel Manifold with Zone Pump | 1 | ZC-N-6 | 81005869 | L |  | 840213076054 | 6509
7 Circuit Stainless Steel Manifold with Zone Pump | 1 | ZC-N-7 | 81005870 | L |  | 840213076061 | 6801
Thermal Pro Standard Zone Panels - Manifold w/ Pump & Actuators
2 Circuit Stainless Steel Manifold with ZonePump, Actuators | 1 | ZC-A-2 | 81005872 | L |  | 840213076085 | 6337
3 Circuit Stainless Steel Manifold with ZonePump, Actuators | 1 | ZC-A-3 | 81005873 | L |  | 840213076092 | 6695
4 Circuit Stainless Steel Manifold with ZonePump, Actuators | 1 | ZC-A-4 | 81005874 | L |  | 840213076108 | 7056
5 Circuit Stainless Steel Manifold with ZonePump, Actuators | 1 | ZC-A-5 | 81005875 | L |  | 840213076115 | 7469
6 Circuit Stainless Steel Manifold with ZonePump, Actuators | 1 | ZC-A-6 | 81005876 | L |  | 840213076122 | 7849
Thermal Pro Standard Zone Panels - Manifold w/ Pump & Mix Valve
2 Circuit Stainless Steel Manifold, ZonePump, Mix Valve | 1 | ZM-N-2 | 81005879 | L |  | 840213076153 | 7463
3 Circuit Stainless Steel Manifold, ZonePump, Mix Valve | 1 | ZM-N-3 | 81005880 | L |  | 840213076160 | 7611
4 Circuit Stainless Steel Manifold, ZonePump, Mix Valve | 1 | ZM-N-4 | 81005881 | L |  | 840213076177 | 7722
5 Circuit Stainless Steel Manifold, ZonePump, Mix Valve | 1 | ZM-N-5 | 81005882 | L |  | 840213076184 | 7893
6 Circuit Stainless Steel Manifold, ZonePump, Mix Valve | 1 | ZM-N-6 | 81005883 | L |  | 840213076191 | 7971
7 Circuit Stainless Steel Manifold, ZonePump, Mix Valve | 1 | ZM-N-7 | 81005884 | L |  | 840213076207 | 8341
Thermal Pro Standard Zone Panels - Manifold w/ Pump, Mix Valve, & Actuators
2 Circuit SS Manifold, Actuators, ZonePump, Mix Valve | 1 | ZM-A-2 | 81005885 | L |  | 840213076214 | 7830
3 Circuit SS Manifold, Actuators, ZonePump, Mix Valve | 1 | ZM-A-3 | 81005886 | L |  | 840213076221 | 8188
4 Circuit SS Manifold, Actuators, ZonePump, Mix Valve | 1 | ZM-A-4 | 81005887 | L |  | 840213076238 | 8544
5 Circuit SS Manifold, Actuators, ZonePump, Mix Valve | 1 | ZM-A-5 | 81005888 | L |  | 840213076245 | 8966
6 Circuit SS Manifold, Actuators, ZonePump, Mix Valve | 1 | ZM-A-6 | 81005889 | L |  | 840213076252 | 9357
Thermal Pro Commercial Zone -Manifold w/ 24 V Motorized 3 Way Mix
Note: Made-to-order, 2-4 week lead time
Thermal Pro Commercial Zone Panels - 1" Manifold w/ 15-58 Pump, Motorized Mix Valve, & Actuators
2 Circuit 1" SS Manifold, Actuators, 15-58 ZonePump, Motorized Mix Valve |  | 3WM1AST020 | 81015091 | 64 |  | 098268970463 | 7023
3 Circuit 1" SS Manifold, Actuators, 15-58 ZonePump, Motorized Mix Valve |  | 3WM1AST030 | 81015092 | 66 |  | 098268970470 | 7289
4 Circuit 1" SS Manifold, Actuators, 15-58 ZonePump, Motorized Mix Valve |  | 3WM1AST040 | 81015093 | 68 |  | 098268970487 | 7558
5 Circuit 1" SS Manifold, Actuators, 15-58 ZonePump, Motorized Mix Valve |  | 3WM1AST050 | 81015094 | 70 |  | 098268970494 | 8627
6 Circuit 1" SS Manifold, Actuators, 15-58 ZonePump, Motorized Mix Valve |  | 3WM1AST060 | 81015095 | 72 |  | 098268970500 | 8892
7 Circuit 1" SS Manifold, Actuators, 15-58 ZonePump, Motorized Mix Valve |  | 3WM1AST070 | 81015096 | 81 |  | 098268970517 | 9251
8 Circuit 1" SS Manifold, Actuators, 15-58 ZonePump, Motorized Mix Valve |  | 3WM1AST080 | 81015097 | 83 |  | 098268970524 | 9321
9 Circuit 1" SS Manifold, Actuators, 15-58 ZonePump, Motorized Mix Valve |  | 3WM1AST090 | 81015098 | 85 |  | 098268970531 | 10234
10 Circuit 1" SS Manifold, Actuators, 15-58 ZonePump, Motorized Mix Valve |  | 3WM1AST100 | 81015099 | 87 |  | 098268970548 | 11253
11 Circuit 1" SS Manifold, Actuators, 15-58 ZonePump, Motorized Mix Valve |  | 3WM1AST110 | 81015100 | 97 |  | 098268970555 | 11530
12 Circuit 1" SS Manifold, Actuators, 15-58 ZonePump, Motorized Mix Valve |  | 3WM1AST120 | 81015101 | 100 |  | 098268970562 | 11766
Thermal Pro Commercial Zone Panels - 1" Manifold w/ 15-58 Pump, & Motorized Mix Valve
2 Circuit 1" SS Manifold, 15-58 ZonePump, Motorized Mix Valve |  | 3WM1NST020 | 81015102 | 62 |  | 098268970579 | 6683
3 Circuit 1" SS Manifold, 15-58 ZonePump, Motorized Mix Valve |  | 3WM1NST030 | 81015103 | 63 |  | 098268970586 | 6849
4 Circuit 1" SS Manifold, 15-58 ZonePump, Motorized Mix Valve |  | 3WM1NST040 | 81015104 | 64 |  | 098268970593 | 7023
5 Circuit 1" SS Manifold, 15-58 ZonePump, Motorized Mix Valve |  | 3WM1NST050 | 81015105 | 65 |  | 098268970609 | 7579
6 Circuit 1" SS Manifold, 15-58 ZonePump, Motorized Mix Valve |  | 3WM1NST060 | 81015106 | 66 |  | 098268970616 | 8134
7 Circuit 1" SS Manifold, 15-58 ZonePump, Motorized Mix Valve |  | 3WM1NST070 | 81015107 | 74 |  | 098268970623 | 8302
8 Circuit 1" SS Manifold, 15-58 ZonePump, Motorized Mix Valve |  | 3WM1NST080 | 81015108 | 75 |  | 098268970630 | 8477
9 Circuit 1" SS Manifold, 15-58 ZonePump, Motorized Mix Valve |  | 3WM1NST090 | 81015109 | 76 |  | 098268970647 | 9838
10 Circuit 1" SS Manifold, 15-58 ZonePump, Motorized Mix Valve |  | 3WM1NST100 | 81015110 | 77 |  | 098268970654 | 9979
11 Circuit 1" SS Manifold, 15-58 ZonePump, Motorized Mix Valve |  | 3WM1NST110 | 81015111 | 86 |  | 098268970661 | 10131
12 Circuit 1" SS Manifold, 15-58 ZonePump, Motorized Mix Valve |  | 3WM1NST120 | 81015112 | 88 |  | 098268970678 | 10277
Thermal Pro Commercial Zone Panels - 1" Manifold w/ 25-99 Pump, Motorized Mix Valve, & Actuators
2 Circuit 1" SS Manifold, Actuators, 25-99 ZonePump, Motorized Mix Valve |  | 3WM2AST020 | 81015113 | 66 |  | 098268970685 | 7971
3 Circuit 1" SS Manifold, Actuators, 25-99 ZonePump, Motorized Mix Valve |  | 3WM2AST030 | 81015114 | 68 |  | 098268970692 | 8236
4 Circuit 1" SS Manifold, Actuators, 25-99 ZonePump, Motorized Mix Valve |  | 3WM2AST040 | 81015115 | 70 |  | 098268970708 | 8503
5 Circuit 1" SS Manifold, Actuators, 25-99 ZonePump, Motorized Mix Valve |  | 3WM2AST050 | 81015116 | 72 |  | 098268970715 | 9575
6 Circuit 1" SS Manifold, Actuators, 25-99 ZonePump, Motorized Mix Valve |  | 3WM2AST060 | 81015117 | 74 |  | 098268970722 | 9836
7 Circuit 1" SS Manifold, Actuators, 25-99 ZonePump, Motorized Mix Valve |  | 3WM2AST070 | 81015118 | 83 |  | 098268970739 | 10202
8 Circuit 1" SS Manifold, Actuators, 25-99 ZonePump, Motorized Mix Valve |  | 3WM2AST080 | 81015119 | 85 |  | 098268970746 | 10260
9 Circuit 1" SS Manifold, Actuators, 25-99 ZonePump, Motorized Mix Valve |  | 3WM2AST090 | 81015120 | 87 |  | 098268970753 | 11959
10 Circuit 1" SS Manifold, Actuators, 25-99 ZonePump, Motorized Mix Valve |  | 3WM2AST100 | 81015121 | 89 |  | 098268970760 | 12202
11 Circuit 1" SS Manifold, Actuators, 25-99 ZonePump, Motorized Mix Valve |  | 3WM2AST110 | 81015122 | 99 |  | 098268970777 | 12476
12 Circuit 1" SS Manifold, Actuators, 25-99 ZonePump, Motorized Mix Valve |  | 3WM2AST120 | 81015123 | 102 |  | 098268970784 | 12715
Thermal Pro Commercial Zone Panels - 1" Manifold w/ 25-99 Pump, & Motorized Mix Valve
2 Circuit 1" SS Manifold, 25-99 ZonePump, Motorized Mix Valve |  | 3WM2NST020 | 81015124 | 64 |  | 098268970791 | 7627
3 Circuit 1" SS Manifold, 25-99 ZonePump, Motorized Mix Valve |  | 3WM2NST030 | 81015125 | 65 |  | 098268970807 | 7797
4 Circuit 1" SS Manifold, 25-99 ZonePump, Motorized Mix Valve |  | 3WM2NST040 | 81015126 | 66 |  | 098268970814 | 7971
5 Circuit 1" SS Manifold, 25-99 ZonePump, Motorized Mix Valve |  | 3WM2NST050 | 81015127 | 67 |  | 098268970821 | 8915
6 Circuit 1" SS Manifold, 25-99 ZonePump, Motorized Mix Valve |  | 3WM2NST060 | 81015128 | 68 |  | 098268970838 | 9084
7 Circuit 1" SS Manifold, 25-99 ZonePump, Motorized Mix Valve |  | 3WM2NST070 | 81015129 | 76 |  | 098268970845 | 9248
8 Circuit 1" SS Manifold, 25-99 ZonePump, Motorized Mix Valve |  | 3WM2NST080 | 81015130 | 77 |  | 098268970852 | 9423
9 Circuit 1" SS Manifold, 25-99 ZonePump, Motorized Mix Valve |  | 3WM2NST090 | 81015131 | 78 |  | 098268970869 | 10177
10 Circuit 1" SS Manifold, 25-99 ZonePump, Motorized Mix Valve |  | 3WM2NST100 | 81015132 | 79 |  | 098268970876 | 10929
11 Circuit 1" SS Manifold, 25-99 ZonePump, Motorized Mix Valve |  | 3WM2NST110 | 81015133 | 88 |  | 098268970883 | 11078
12 Circuit 1" SS Manifold, 25-99 ZonePump, Motorized Mix Valve |  | 3WM2NST120 | 81015134 | 90 |  | 098268970890 | 11220
Thermal Pro Commercial Zone Panels - Hi-Flow Manifold w/ 15-58 Pump, Motorized Mix Valve, & Actuators
2 Circuit SS Manifold, Actuators, ZonePump, Motorized Mix Valve |  | 3WM1AHF020 | 81015135 | 66 |  | 098268970906 | 7189
3 Circuit SS Manifold, Actuators, ZonePump, Motorized Mix Valve |  | 3WM1AHF030 | 81015136 | 68 |  | 098268970913 | 7406
4 Circuit SS Manifold, Actuators, ZonePump, Motorized Mix Valve |  | 3WM1AHF040 | 81015137 | 70 |  | 098268970920 | 7742
5 Circuit SS Manifold, Actuators, ZonePump, Motorized Mix Valve |  | 3WM1AHF050 | 81015138 | 72 |  | 098268970937 | 8800
6 Circuit SS Manifold, Actuators, ZonePump, Motorized Mix Valve |  | 3WM1AHF060 | 81015139 | 74 |  | 098268970944 | 9047
7 Circuit SS Manifold, Actuators, ZonePump, Motorized Mix Valve |  | 3WM1AHF070 | 81015140 | 84 |  | 098268970951 | 9217
8 Circuit SS Manifold, Actuators, ZonePump, Motorized Mix Valve |  | 3WM1AHF080 | 81015141 | 86 |  | 098268970968 | 9639
9 Circuit SS Manifold, Actuators, ZonePump, Motorized Mix Valve |  | 3WM1AHF090 | 81015142 | 88 |  | 098268970975 | 11127
10 Circuit SS Manifold, Actuators, ZonePump, Motorized Mix Valve |  | 3WM1AHF100 | 81015143 | 90 |  | 098268970982 | 11410
11 Circuit SS Manifold, Actuators, ZonePump, Motorized Mix Valve |  | 3WM1AHF110 | 81015144 | 100 |  | 098268970999 | 11605
12 Circuit SS Manifold, Actuators, ZonePump, Motorized Mix Valve |  | 3WM1AHF120 | 81015145 | 102 |  | 098268971002 | 12343
Thermal Pro Commercial Zone Panels - Hi-Flow Manifold w/ 15-58 Pump, & Motorized Mix Valve
2 Circuit 1" SS Manifold, ZonePump, Motorized Mix Valve |  | 3WM1NHF020 | 81015146 | 64 |  | 098268971019 | 6849
3 Circuit 1" SS Manifold, ZonePump, Motorized Mix Valve |  | 3WM1NHF030 | 81015147 | 65 |  | 098268971026 | 6970
4 Circuit 1" SS Manifold, ZonePump, Motorized Mix Valve |  | 3WM1NHF040 | 81015148 | 66 |  | 098268971033 | 7208
5 Circuit 1" SS Manifold, ZonePump, Motorized Mix Valve |  | 3WM1NHF050 | 81015149 | 67 |  | 098268971040 | 8142
6 Circuit 1" SS Manifold, ZonePump, Motorized Mix Valve |  | 3WM1NHF060 | 81015150 | 68 |  | 098268971057 | 8290
7 Circuit 1" SS Manifold, ZonePump, Motorized Mix Valve |  | 3WM1NHF070 | 81015151 | 77 |  | 098268971064 | 8263
8 Circuit 1" SS Manifold, ZonePump, Motorized Mix Valve |  | 3WM1NHF080 | 81015152 | 78 |  | 098268971071 | 8591
9 Circuit 1" SS Manifold, ZonePump, Motorized Mix Valve |  | 3WM1NHF090 | 81015153 | 79 |  | 098268971088 | 9950
10 Circuit 1" SS Manifold, ZonePump, Motorized Mix Valve |  | 3WM1NHF100 | 81015154 | 80 |  | 098268971095 | 10142
11 Circuit 1" SS Manifold, ZonePump, Motorized Mix Valve |  | 3WM1NHF110 | 81015155 | 89 |  | 098268971101 | 10207
12 Circuit 1" SS Manifold, ZonePump, Motorized Mix Valve |  | 3WM1NHF120 | 81015156 | 90 |  | 098268971118 | 10852
Thermal Pro Commercial Zone Panels - Hi-Flow Manifold w/ 25-99 Pump, Motorized Mix Valve, & Actuators
2 Circuit Hi-Flow Manifold, Actuators, 25-99 ZonePump, Motorized Mix Valve |  | 3WM2AHF020 | 81015157 | 68 |  | 098268971125 | 8134
3 Circuit Hi-Flow Manifold, Actuators, 25-99 ZonePump, Motorized Mix Valve |  | 3WM2AHF030 | 81015158 | 70 |  | 098268971132 | 8355
4 Circuit Hi-Flow Manifold, Actuators, 25-99 ZonePump, Motorized Mix Valve |  | 3WM2AHF040 | 81015159 | 72 |  | 098268971149 | 8686
5 Circuit Hi-Flow Manifold, Actuators, 25-99 ZonePump, Motorized Mix Valve |  | 3WM2AHF050 | 81015160 | 74 |  | 098268971156 | 9745
6 Circuit Hi-Flow Manifold, Actuators, 25-99 ZonePump, Motorized Mix Valve |  | 3WM2AHF060 | 81015161 | 76 |  | 098268971163 | 9998
7 Circuit Hi-Flow Manifold, Actuators, 25-99 ZonePump, Motorized Mix Valve |  | 3WM2AHF070 | 81015162 | 86 |  | 098268971170 | 10158
8 Circuit Hi-Flow Manifold, Actuators, 25-99 ZonePump, Motorized Mix Valve |  | 3WM2AHF080 | 81015163 | 88 |  | 098268971187 | 10588
9 Circuit Hi-Flow Manifold, Actuators, 25-99 ZonePump, Motorized Mix Valve |  | 3WM2AHF090 | 81015164 | 90 |  | 098268971194 | 12073
10 Circuit Hi-Flow Manifold, Actuators, 25-99 ZonePump, Motorized Mix Valve |  | 3WM2AHF100 | 81015165 | 92 |  | 098268971200 | 12355
11 Circuit Hi-Flow Manifold, Actuators, 25-99 ZonePump, Motorized Mix Valve |  | 3WM2AHF110 | 81015166 | 102 |  | 098268971217 | 12551
12 Circuit Hi-Flow Manifold, Actuators, 25-99 ZonePump, Motorized Mix Valve |  | 3WM2AHF120 | 81015167 | 104 |  | 098268971224 | 13287
Thermal Pro Commercial Zone Panels - Hi-Flow Manifold w/ 25-99 Pump, & Motorized Mix Valve
2 Circuit Hi-Flow Manifold, 25-99 ZonePump, Motorized Mix Valve |  | 3WM12NHF020 | 81015168 | 66 |  | 098268971231 | 7797
3 Circuit Hi-Flow Manifold, 25-99 ZonePump, Motorized Mix Valve |  | 3WM2NHF030 | 81015169 | 67 |  | 098268971248 | 7916
4 Circuit Hi-Flow Manifold, 25-99 ZonePump, Motorized Mix Valve |  | 3WM2NHF040 | 81015170 | 68 |  | 098268971255 | 8505
5 Circuit Hi-Flow Manifold, 25-99 ZonePump, Motorized Mix Valve |  | 3WM2NHF050 | 81015171 | 69 |  | 098268971262 | 9092
6 Circuit Hi-Flow Manifold, 25-99 ZonePump, Motorized Mix Valve |  | 3WM2NHF060 | 81015172 | 70 |  | 098268971279 | 9233
7 Circuit Hi-Flow Manifold, 25-99 ZonePump, Motorized Mix Valve |  | 3WM2NHF070 | 81015173 | 79 |  | 098268971286 | 9212
8 Circuit Hi-Flow Manifold, 25-99 ZonePump, Motorized Mix Valve |  | 3WM2NHF080 | 81015174 | 80 |  | 098268971293 | 9539
9 Circuit Hi-Flow Manifold, 25-99 ZonePump, Motorized Mix Valve |  | 3WM2NHF090 | 81015175 | 81 |  | 098268971309 | 10895
10 Circuit Hi-Flow Manifold, 25-99 ZonePump, Motorized Mix Valve |  | 3WM2NHF100 | 81015176 | 82 |  | 098268971316 | 11087
11 Circuit Hi-Flow Manifold, 25-99 ZonePump, Motorized Mix Valve |  | 3WM2NHF110 | 81015177 | 91 |  | 098268971323 | 11155
12 Circuit Hi-Flow Manifold, 25-99 ZonePump, Motorized Mix Valve |  | 3WM2NHF120 | 81015178 | 92 |  | 098268971330 | 11203
Thermal Pro Accessories
Replacement 4 Zone Master Valve Control Box | 1 | P-2329 | 81005192 | 2 |  | 840213070724 | 267
Replacement 6 Zone Master Valve Control Box | 1 | P-2331 | 81005190 | 2 |  | 840213070700 | 326
Replacement Thermal Actuator | 1 | 22C24NC4 | 81001541 | 1 |  | 840213021115 | 174.5
Z Series Manifold Differential By-Pass Valve | 1 | D4402050 | 81005345 | 5 |  | 840213074005 | 582.5
Replacement WR 26-69 Circulator | 1 | GUPS2699115 | 81009645 | 10 |  | 840213114961 | 1914
ProMelt - Controls & Accessories **use SunTouch Multiplier
ProMelt Smart Controller | 1 | 300300 | 81020614 | 4 |  | 840213021405 | 2614
Snow Sensor 095, air | 1 | 300095 | 81018908 | 1 |  | 840213018948 | 474.5
Snow/Ice Sensor 090, in slab w 65 ft cable | 1 | 300090 | 81018906 | 4 |  | 840213018887 | 2097
Snow/Ice Sensor Socket 091 | 1 | 300091 | 81018907 | 2 |  | 840213018924 | 474.5
ProMelt, PM-2C, Detector, 120/208/240V 30A | 1 | 300600 | 81011699 | 3 |  | 840213099619 | 811.5
ProMelt Display Panel, PM-DP,24V, Optional | 1 | 300650 | 81012360 | 1 |  | 840213099626 | 317.5
ProMelt PM-5 Detector 120/208/240V 2 x 30A | 1 | 300580 | 81014247 | 3 |  | 840213004774 | 907.5
Cable Ties, Pkg. of 100 | 100 | 321400 | 81012001 | 1 |  | 840213099718 | 14
CableStrap / 25 ft. Roll | 1 | 321301ST | 81005523 | 3 |  | 840213080518 | 27.5
ProMelt Heating Wire Repair Kit, 1 repair | 1 | 200400 | 81012263 | 1 |  | 840213099725 | 49.25
ProMelt Plaque | 1 | 100123 | 81012381 | 1 |  | 840213099664 | 113.5

## SunTouch Electric
Description | Square Footage | Size(s) / Length | Model Number | Order Number | UPC Code | Amp Draw | Wt (lbs.) | 3/23/2026 List Price
SunTouch TapeMats
2'-wide 120V SunTouch TapeMats
TapeMat, 2’x5’, 120V, 10 Sq.Ft. | 10 | 2' x 5' | 12000524ST | 81002183 | 840213026356 | 1 | 3 | 213.5
TapeMat, 2’x7’6”, 120V, 15 Sq.Ft. | 15 | 2' x 7' 6" | 12000724ST | 81007233 | 840213081775 | 1.5 | 4 | 313.5
TapeMat, 2’x10’, 120V, 20 Sq.Ft. | 20 | 2' x 10' | 12001024ST | 81002197 | 840213029876 | 2 | 4 | 410.5
TapeMat, 2’x12’6”, 120V, 25 Sq.Ft. | 25 | 2' x 12' 6" | 12001224ST | 81007234 | 840213081782 | 2.5 | 5 | 507
TapeMat, 2’x15’, 120V, 30 Sq.Ft. | 30 | 2' x 15' | 12001524ST | 81002208 | 840213033477 | 3 | 5 | 604
TapeMat, 2’x17’6”, 120V, 35 Sq.Ft. | 35 | 2' x 17' 6" | 12001724ST | 81007235 | 840213081799 | 3 | 6 | 707
TapeMat, 2’x20’, 120V, 40 Sq.Ft. | 40 | 2' x 20' | 12002024ST | 81002217 | 840213034528 | 5 | 6 | 800.5
TapeMat, 2’x22’6”, 120V, 45 Sq.Ft. | 45 | 2' x 22' 6" | 12002224ST | 81007236 | 840213081805 | 4 | 7 | 875
TapeMat, 2’x25’, 120V, 50 Sq.Ft. | 50 | 2' x 25' | 12002524ST | 81002226 | 840213033941 | 4.5 | 7 | 967
TapeMat, 2’x30’, 120V, 60 Sq.Ft. | 60 | 2' x 30' | 12003024ST | 81002234 | 840213029548 | 5 | 9 | 1149
TapeMat, 2’x35’, 120V, 70 Sq.Ft. | 70 | 2' x 35' | 12003524ST | 81002240 | 840213030469 | 6 | 11 | 1350
TapeMat, 2’x40’, 120V, 80 Sq.Ft. | 80 | 2' x 40' | 12004024ST | 81002246 | 840213035846 | 7 | 13 | 1526
TapeMat, 2’x45’, 120V, 90 Sq.Ft. | 90 | 2' x 45' | 12004524ST | 81018554 | 840213018566 | 8 | 15 | 1702
TapeMat, 2’x50’, 120V, 100 Sq.Ft. | 100 | 2' x 50' | 12005024ST | 81018555 | 840213018610 | 9 | 17 | 1870
3'-wide 120V SunTouch TapeMats
TapeMat, 3’x5’, 120V, 15 Sq.Ft. | 15 | 3' x 5' | 12000536ST | 81002184 | 840213028268 | 1.5 | 4 | 313.5
TapeMat, 3’x6’8”, 120V, 20 Sq.Ft. | 20 | 3' x 6' 9" | 12000636ST | 81002188 | 840213029937 | 2 | 4 | 410.5
TapeMat, 3’x8’4”, 120V, 25 Sq.Ft. | 25 | 3' x 8' 3" | 12000836ST | 81002194 | 840213030865 | 2.5 | 5 | 507
TapeMat, 3’x10’, 120V, 30 Sq.Ft. | 30 | 3' x 10' | 12001036ST | 81002200 | 840213031572 | 3 | 5 | 604
TapeMat, 3’x15’, 120V, 45 Sq.Ft. | 45 | 3' x 15' | 12001536ST | 81002209 | 840213034061 | 4.5 | 7 | 875
TapeMat, 3’x20’, 120V, 60 Sq.Ft. | 60 | 3' x 20' | 12002036ST | 81002220 | 840213036300 | 6 | 9 | 1149
2'-wide 240V SunTouch TapeMats
TapeMat, 2’x10’, 240V, 20 Sq.Ft. | 20 | 2' x 10' | 24001024ST | 81002265 | 840213036140 | 1 | 4 | 410.5
TapeMat, 2’x15’, 240V, 30 Sq.Ft. | 30 | 2' x 15' | 24001524ST | 81002269 | 840213033354 | 1.5 | 5 | 604
TapeMat, 2’x20’, 240V, 40 Sq.Ft. | 40 | 2' x 20' | 24002024ST | 81002274 | 840213031473 | 2 | 6 | 800.5
TapeMat, 2’x25’, 240V, 50 Sq.Ft. | 50 | 2' x 25' | 24002524ST | 81002279 | 840213031114 | 2.5 | 7 | 965
TapeMat, 2’x30’, 240V, 60 Sq.Ft. | 60 | 2' x 30' | 24003024ST | 81002284 | 840213036003 | 3 | 9 | 1149
TapeMat, 2’x35’, 240V, 70 Sq.Ft. | 70 | 2' x 35' | 24003524ST | 81002288 | 840213032135 | 3.5 | 11 | 1350
TapeMat, 2’x40’, 240V, 80 Sq.Ft. | 80 | 2' x 40' | 24004024ST | 81002293 | 840213032845 | 4 | 13 | 1526
TapeMat, 2’x45’, 240V, 90 Sq.Ft. | 90 | 2' x 45' | 24004524ST | 81002407 | 840213032876 | 4.5 | 15 | 1695
TapeMat, 2’x50’, 240V, 100 Sq.Ft. | 100 | 2' x 50' | 24005024ST | 81002410 | 840213032883 | 5 | 17 | 1870
TapeMat, 2’x60’, 240V, 120 Sq.Ft. | 120 | 2' x 60' | 24006024ST | 81002415 | 840213037475 | 6 | 19 | 2177
TapeMat, 2’x70’, 240V, 140 Sq.Ft. | 140 | 2' x 70' | 24007024ST | 81002419 | 840213033460 | 7 | 21 | 2540
TapeMat, 2’x80’, 240V, 160 Sq.Ft. | 160 | 2' x 80' | 24008024ST | 81002422 | 840213041762 | 8 | 23 | 2872
TapeMat, 2’x90’, 240V, 180 Sq.Ft. | 180 | 2' x 90' | 24009024ST | 81018556 | 840213018627 | 9 | 25 | 3229
TapeMat, 2’x100’, 240V, 200 Sq.Ft. | 200 | 2' x 100' | 24010024ST | 81018557 | 840213018658 | 10 | 27 | 3583
3'-wide 240V SunTouch TapeMats
TapeMat, 3’x10’, 240V, 30 Sq.Ft. | 30 | 3' x 10' | 24001036ST | 81002266 | 840213036256 | 1.5 | 5 | 604
TapeMat, 3’x13’4”, 240V, 40 Sq.Ft. | 40 | 3' x 13' 3" | 24001336ST | 81002268 | 840213037772 | 2 | 6 | 788
TapeMat, 3’x16’8”, 240V, 50 Sq.Ft. | 50 | 3' x 16' 9" | 24001636ST | 81002272 | 840213038427 | 2.5 | 7 | 965
TapeMat, 3’x20’, 240V, 60 Sq.Ft. | 60 | 3' x 20' | 24002036ST | 81002277 | 840213035037 | 3 | 9 | 1149
TapeMat, 3’x30’, 240V, 90 Sq.Ft. | 90 | 3' x 30' | 24003036ST | 81002286 | 840213040840 | 4.5 | 15 | 1670
TapeMat, 3’x40’, 240V,120 Sq.Ft. | 120 | 3' x 40' | 24004036ST | 81002406 | 840213036959 | 6 | 19 | 2177
SunTouch Custom TapeMat
Description | Square Footage | Size(s) / Length | Model Number | Order Number | UPC Code | Amp Draw | Wt (lbs.) | List Price
120V Custom Mats **special order
Custom TapeMat, 10 Sq.Ft., 120V | 10 |  | C12120010ST | 81016649 | 098268027419 | 1 | 3 | 349.5
Custom TapeMat, 15 Sq.Ft., 120V | 15 |  | C12120015ST | 81016650 | 098268027426 | 1.5 | 4 | 507
Custom TapeMat, 20 Sq.Ft., 120V | 20 |  | C12120020ST | 81016651 | 098268027433 | 2 | 4 | 662.5
Custom TapeMat, 25 Sq.Ft., 120V | 25 |  | C12120025ST | 81016652 | 098268027464 | 2.5 | 5 | 827.5
Custom TapeMat, 30 Sq.Ft., 120V | 30 |  | C12120030ST | 81016653 | 098268027495 | 3 | 5 | 990
Custom TapeMat, 35 Sq.Ft., 120V | 35 |  | C12120035ST | 81016654 | 098268027501 | 3 | 6 | 1049
Custom TapeMat, 40 Sq.Ft., 120V | 40 |  | C12120040ST | 81016590 | 840213004880 | 4 | 6 | 1109
Custom TapeMat, 45 Sq.Ft., 120V | 45 |  | C12120045ST | 81016655 | 098268027518 | 4.5 | 7 | 1237
Custom TapeMat, 50 Sq.Ft., 120V | 50 |  | C12120050ST | 81016656 | 098268027525 | 5 | 7 | 1365
Custom TapeMat, 60 Sq.Ft., 120V | 60 |  | C12120060ST | 81016565 | 098268022933 | 6 | 9 | 1587
Custom TapeMat, 70 Sq.Ft., 120V | 70 |  | C12120070ST | 81016657 | 098268027532 | 7 | 11 | 1826
Custom TapeMat, 80 Sq.Ft., 120V | 80 |  | C12120080ST | 81016658 | 098268027549 | 8 | 13 | 1963
Custom TapeMat, 90 Sq.Ft., 120V | 90 |  | C12120090ST | 81018824 | 840213018788 | 9 | 14 | 2184
Custom TapeMat, 100 Sq.Ft., 120V | 100 |  | C12120100ST | 81018825 | 840213018795 | 10 | 15 | 2354
240V Custom Mats **special order
Custom TapeMat, 20 Sq.Ft., 240V | 20 |  | C12240020ST | 81016659 | 098268027563 | 1 | 4 | 662.5
Custom TapeMat, 30 Sq.Ft., 240V | 30 |  | C12240030ST | 81016660 | 098268027570 | 1.5 | 5 | 990
Custom TapeMat, 40 Sq.Ft., 240V | 40 |  | C12240040ST | 81016661 | 098268027587 | 2 | 6 | 1109
Custom TapeMat, 50 Sq.Ft., 240V | 50 |  | C12240050ST | 81016662 | 098268027600 | 2.5 | 7 | 1365
Custom TapeMat, 60 Sq.Ft., 240V | 60 |  | C12240060ST | 81016663 | 098268027648 | 3 | 9 | 1587
Custom TapeMat, 70 Sq.Ft., 240V | 70 |  | C12240070ST | 81016664 | 098268027679 | 3.5 | 11 | 1826
Custom TapeMat, 80 Sq.Ft., 240V | 80 |  | C12240080ST | 81016665 | 098268027693 | 4 | 13 | 1963
Custom TapeMat, 90 Sq.Ft., 240V | 90 |  | C12240090ST | 81016666 | 098268027730 | 4.5 | 15 | 2184
Custom TapeMat,100 Sq.Ft., 240V | 100 |  | C12240100ST | 81016667 | 098268027747 | 5 | 17 | 2354
Custom TapeMat, 120 Sq.Ft., 240V | 120 |  | C12240120ST | 81016668 | 098268027754 | 6 | 19 | 2626
Custom TapeMat, 140 Sq.Ft., 240V | 140 |  | C12240140ST | 81016669 | 098268027761 | 7 | 21 | 2934
Custom TapeMat, 160 Sq.Ft., 240V | 160 |  | C12240160ST | 81016670 | 098268027778 | 8 | 23 | 3223
Custom TapeMat, 180 Sq.Ft., 240V | 180 |  | C12240180ST | 81018826 | 840213018825 | 9 | 25 | 3500
Custom TapeMat, 200 Sq.Ft., 240V | 200 |  | C12240200ST | 81018827 | 840213018832 | 10 | 27 | 3761
SunTouch ShowerMat
Description | Square Footage | Size(s) / Length | Model Number | Order Number | UPC Code | Amp Draw | Wt (lbs.) | List Price
120V Custom Mats
ShowerMat, 10sqft, 36" x 60" 120V | 10 | 36" x 60" | C12120010ST-S3660 | 81017075 | 840213004897 | 1 | 3 | 349.5
ShowerMat, 10sqft, 48" x 48" 120V | 10 | 48" x 48" | C12120010ST-S4848 | 81017076 | 840213004903 | 1 | 3 | 349.5
Description | Square Footage | Size(s) / Length | Model Number | Order Number | UPC Code | Amp Draw | Wt (lbs.) | List Price
SunTouch ConnectPlus TapeMat Kits (Kits contain 2' wide TapeMat, SunStat ConnectPlus, Sensor Wire, Installation Manual)
120V TapeMat Kits
TapeMat Kit, 10 Sq.Ft., 120V | 10 | (1) 2' x 5' | 12000524-KIT-CPWiFi | 81020950 | 840213021580 | 1 | 8 | 588.5
TapeMat Kit, 15 Sq.Ft., 120V | 15 | (1) 2' x 7.5' | 12000724-KIT-CPWiFi | 81020951 | 840213021603 | 1.5 | 8 | 688.5
TapeMat Kit, 20 Sq.Ft., 120V | 20 | (1) 2' x 10' | 12001024-KIT-CPWiFi | 81020952 | 840213021610 | 2 | 9 | 786
TapeMat Kit, 25 Sq.Ft., 120V | 25 | (1) 2' x 12.5' | 12001224-KIT-CPWiFi | 81020953 | 840213021627 | 2.5 | 10 | 882
TapeMat Kit, 30 Sq.Ft., 120V | 30 | (1) 2' x 15' | 12001524-KIT-CPWiFi | 81020954 | 840213021634 | 3 | 12 | 979
TapeMat Kit, 35 Sq.Ft., 120V | 35 | (1) 2' x 17.5' | 12001724-KIT-CPWiFi | 81020955 | 840213021641 | 3.5 | 12 | 1083
TapeMat Kit, 40 Sq.Ft., 120V | 40 | (1) 2' x 20' | 12002024-KIT-CPWiFi | 81020956 | 840213021658 | 4 | 12 | 1176
TapeMat Kit, 45 Sq.Ft., 120V | 45 | (1) 2' x 22.5' | 12002224-KIT-CPWiFi | 81020957 | 840213021665 | 4.5 | 13 | 1252
TapeMat Kit, 50 Sq.Ft., 120V | 50 | (1) 2' x 25' | 12002524-KIT-CPWiFi | 81020958 | 840213021719 | 5 | 13 | 1344
TapeMat Kit, 60 Sq.Ft., 120V | 60 | (1) 2' x 30' | 12003024-KIT-CPWiFi | 81020959 | 840213021733 | 6 | 14 | 1525
TapeMat Kit, 70 Sq.Ft., 120V | 70 | (1) 2' x 35' | 12003524-KIT-CPWiFi | 81020960 | 840213021740 | 7 | 18 | 1726
TapeMat Kit, 80 Sq.Ft., 120V | 80 | (1) 2' x 40' | 12004024-KIT-CPWiFi | 81020961 | 840213021757 | 8 | 21 | 1902
TapeMat Kit, 90 Sq.Ft., 120V | 90 | (1) 2' x 45' | 12004524-KIT-CPWiFi | 81020962 | 840213021771 | 9 | 21 | 2078
TapeMat Kit, 100 Sq.Ft., 120V | 100 | (1) 2' x 50' | 12005024-KIT-CPWiFi | 81020963 | 840213021788 | 10 | 21 | 2244
Description | Square Footage | Size(s) / Length | Model Number | Order Number | UPC Code | Amp Draw | Wt (lbs.) | List Price
SunTouch WarmWire Cable
120V WarmWire Cable | 2.5" OC 3" OC 3.5" OC
WarmWire, 120V, 10 Sq.Ft. at 3"OC | 8 10 12 | 39' | 120010WB-CST | 81019558 | 840213211813 | 1 | 2 | 184.5
WarmWire, 120V, 15 Sq.Ft. at 3"OC | 13 15 18 | 59' | 120015WB-CST | 81019559 | 840213211820 | 1.5 | 2.5 | 244
WarmWire, 120V, 20 Sq.Ft. at 3"OC | 17 20 24 | 78' | 120020WB-CST | 81019560 | 840213211837 | 2 | 2.5 | 299.5
WarmWire, 120V, 25 Sq.Ft. at 3"OC | 21 25 30 | 98' | 120025WB-CST | 81019561 | 840213211844 | 2.5 | 2.5 | 346
WarmWire, 120V, 30 Sq.Ft. at 3"OC | 25 30 36 | 117' | 120030WB-CST | 81019562 | 840213211851 | 3 | 2.5 | 376
WarmWire, 120V, 35 Sq.Ft. at 3"OC | 29 35 42 | 137' | 120035WB-CST | 81019563 | 840213211868 | 3.5 | 3 | 432
WarmWire, 120V, 40 Sq.Ft. at 3"OC | 34 40 48 | 157' | 120040WB-CST | 81019564 | 840213211875 | 4 | 3 | 472
WarmWire, 120V, 45 Sq.Ft. at 3"OC | 38 45 54 | 176' | 120045WB-CST | 81019565 | 840213211882 | 4.5 | 3.5 | 498.5
WarmWire, 120V, 50 Sq.Ft. at 3"OC | 42 50 60 | 196' | 120050WB-CST | 81019566 | 840213211899 | 5 | 3.5 | 537.5
WarmWire, 120V, 60 Sq.Ft. at 3"OC | 51 60 72 | 235' | 120060WB-CST | 81019567 | 840213211905 | 6 | 4 | 605
WarmWire, 120V, 70 Sq.Ft. at 3"OC | 59 70 84 | 274' | 120070WB-CST | 81019568 | 840213211912 | 7 | 4 | 661.5
WarmWire, 120V, 80 Sq.Ft. at 3"OC | 67 80 96 | 313' | 120080WB-CST | 81019569 | 840213211929 | 8 | 6 | 699
WarmWire, 120V, 90 Sq.Ft. at 3"OC | 76 90 108 | 352' | 120090WB-CST | 81019570 | 840213211936 | 9 | 9 | 768
WarmWire, 120V, 100 Sq.Ft. at 3"OC | 84 100 120 | 391' | 120100WB-CST | 81019571 | 840213211943 | 10 | 10 | 844.5
240V WarmWire Cable
WarmWire, 240V, 20 Sq.Ft. at 3"OC | 17 20 24 | 78' | 240020WB-CST | 81019572 | 840213211950 | 1 | 2.5 | 299.5
WarmWire, 240V, 30 Sq.Ft. at 3"OC | 25 30 36 | 117' | 240030WB-CST | 81019573 | 840213211967 | 1.5 | 3 | 376
WarmWire, 240V, 40 Sq.Ft. at 3"OC | 34 40 48 | 157' | 240040WB-CST | 81019574 | 840213211974 | 2 | 3 | 472
WarmWire, 240V, 50 Sq.Ft. at 3"OC | 42 50 60 | 196' | 240050WB-CST | 81019575 | 840213211981 | 2.5 | 3.5 | 537.5
WarmWire, 240V, 60 Sq.Ft. at 3"OC | 51 60 72 | 235' | 240060WB-CST | 81019576 | 840213211998 | 3 | 3.5 | 605
WarmWire, 240V, 70 Sq.Ft. at 3"OC | 59 70 84 | 274' | 240070WB-CST | 81019577 | 840213212001 | 3.5 | 4 | 661.5
WarmWire, 240V, 80 Sq.Ft. at 3"OC | 67 80 96 | 313' | 240080WB-CST | 81019578 | 840213212018 | 4 | 4 | 699
WarmWire, 240V, 90 Sq.Ft. at 3"OC | 76 90 108 | 352' | 240090WB-CST | 81019579 | 840213212025 | 4.5 | 4 | 760.5
WarmWire, 240V, 100 Sq.Ft. at 3"OC | 84 100 120 | 391' | 240100WB-CST | 81019580 | 840213212032 | 5 | 7 | 795.5
WarmWire, 240V, 120 Sq.Ft. at 3"OC | 101 120 144 | 470' | 240120WB-CST | 81019581 | 840213212049 | 6 | 8 | 882.5
WarmWire, 240V, 140 Sq.Ft. at 3"OC | 118 140 168 | 548' | 240140WB-CST | 81019582 | 840213212056 | 7 | 9 | 996.5
WarmWire, 240V, 160 Sq.Ft. at 3"OC | 135 160 192 | 626' | 240160WB-CST | 81019583 | 840213212063 | 8 | 13 | 1134
WarmWire, 240V, 180 Sq.Ft. at 3"OC | 151 180 216 | 704' | 240180WB-CST | 81019584 | 840213212070 | 9 | 15 | 1273
WarmWire, 240V, 200 Sq.Ft. at 3"OC | 168 200 240 | 783' | 240200WB-CST | 81019585 | 840213212087 | 10 | 20 | 1415
Description | Square Footage | Size(s) / Length | Model Number | Order Number | UPC Code | Amp Draw | Wt (lbs.) | List Price
SunTouch ConnectPlus WarmWire Kits (Kits contain WarmWire, SunStat ConnectPlus, Sensor Wire, Installation Manual)
120V WarmWire Kits | 2.5" OC 3" OC 3.5" OC
WarmWire Kit, 10 Sq.Ft., 120V | 8 10 12 | (1) 10 Sq.Ft. | 120010WD-KIT-CPWiFi | 81020969 | 840213021818 | 1 | 5 | 560
WarmWire Kit, 15 Sq.Ft., 120V | 13 15 18 | (1) 15 Sq.Ft. | 120015WD-KIT-CPWiFi | 81020970 | 840213021825 | 1.5 | 6 | 619
WarmWire Kit, 20 Sq.Ft., 120V | 17 20 24 | (1) 20 Sq.Ft. | 120020WD-KIT-CPWiFi | 81020971 | 840213021856 | 2 | 7 | 674.5
WarmWire Kit, 25 Sq.Ft., 120V | 21 25 30 | (1) 25 Sq.Ft. | 120025WD-KIT-CPWiFi | 81020972 | 840213021863 | 2.5 | 8 | 721
WarmWire Kit, 30 Sq.Ft., 120V | 25 30 36 | (1) 30 Sq.Ft. | 120030WD-KIT-CPWiFi | 81020973 | 840213021887 | 3 | 9 | 751
WarmWire Kit, 35 Sq.Ft., 120V | 29 35 42 | (1) 35 Sq.Ft. | 120035WD-KIT-CPWiFi | 81020974 | 840213021894 | 3.5 | 9 | 807.5
WarmWire Kit, 40 Sq.Ft., 120V | 34 40 48 | (1) 40 Sq.Ft. | 120040WD-KIT-CPWiFi | 81020975 | 840213021900 | 4 | 12 | 847.5
WarmWire Kit, 45 Sq.Ft., 120V | 38 45 54 | (1) 45 Sq.Ft. | 120045WD-KIT-CPWiFi | 81020976 | 840213021917 | 4.5 | 12 | 876.5
WarmWire Kit, 50 Sq.Ft., 120V | 42 50 60 | (1) 50 Sq.Ft. | 120050WD-KIT-CPWiFi | 81020977 | 840213021931 | 5 | 13 | 912.5
WarmWire Kit, 60 Sq.Ft., 120V | 51 60 72 | (1) 60 Sq.Ft. | 120060WD-KIT-CPWiFi | 81020978 | 840213021948 | 6 | 13 | 981
WarmWire Kit, 70 Sq.Ft., 120V | 59 70 84 | (1) 70 Sq.Ft. | 120070WD-KIT-CPWiFi | 81020979 | 840213021955 | 7 | 14 | 1038
WarmWire Kit, 80 Sq.Ft., 120V | 67 80 96 | (1) 80 Sq.Ft. | 120080WD-KIT-CPWiFi | 81020980 | 840213021979 | 8 | 15 | 1075
WarmWire Kit, 90 Sq.Ft., 120V | 76 90 108 | (1) 90 Sq.Ft. | 120090WD-KIT-CPWiFi | 81020981 | 840213021986 | 9 | 17 | 1143
WarmWire Kit, 100 Sq.Ft., 120V | 84 100 120 | (1) 100 Sq.Ft. | 120100WD-KIT-CPWiFi | 81020982 | 840213022013 | 10 | 19 | 1221
WarmWire Kit, 110 Sq.Ft., 120V | 92 110 132 | (1) 50 & (1) 60 Sq.Ft. | 120110WD-KIT-CPWiFi | 81020983 | 840213022037 | 11 | 19 | 1518
WarmWire Kit, 120 Sq.Ft., 120V | 102 120 144 | (2) 60 Sq.Ft. | 120120WD-KIT-CPWiFi | 81020984 | 840213022044 | 12 | 19 | 1586
WarmWire Kit, 130 Sq.Ft., 120V | 110 130 156 | (1) 60 & (1) 70 Sq.Ft. | 120130WD-KIT-CPWiFi | 81020985 | 840213022082 | 13 | 20 | 1642
WarmWire Kit, 140 Sq.Ft., 120V | 118 140 168 | (2) 70 Sq.Ft. | 120140WD-KIT-CPWiFi | 81020986 | 840213022099 | 14 | 21 | 1699
WarmWire Kit, 150 Sq.Ft., 120V | 126 150 180 | (1) 70 & (1) 80 Sq.Ft. | 120150WD-KIT-CPWiFi | 81020987 | 840213022105 | 15 | 22 | 1735
240V WarmWire Kits
WarmWire Kit, 100 Sq.Ft., 240V | 84 100 120 | (1) 100 Sq.Ft. | 240100WD-KIT-CPWiFi | 81020988 | 840213022167 | 5 | 19 | 1171
WarmWire Kit, 120 Sq.Ft., 240V | 101 120 144 | (1) 120 Sq.Ft. | 240120WD-KIT-CPWiFi | 81020990 | 840213022181 | 6 | 19 | 1259
WarmWire Kit, 140 Sq.Ft., 240V | 118 140 168 | (1) 140 Sq.Ft. | 240140WD-KIT-CPWiFi | 81020992 | 840213022211 | 7 | 21 | 1372
WarmWire Kit, 160 Sq.Ft., 240V | 135 160 192 | (1) 160 Sq.Ft. | 240160WD-KIT-CPWiFi | 81020994 | 840213022266 | 8 | 22 | 1510
WarmWire Kit, 180 Sq.Ft., 240V | 152 180 216 | (2) 90 Sq.Ft. | 240180WD-KIT-CPWiFi | 81020996 | 840213022297 | 9 | 24 | 1648
WarmWire Kit, 200 Sq.Ft., 240V | 168 200 240 | (2) 100 Sq.Ft. | 240200WD-KIT-CPWiFi | 81020998 | 840213022303 | 10 | 28 | 1791
WarmWire Kit, 220 Sq.Ft., 240V | 185 220 264 | (1) 100 & (1) 120 Sq.Ft. | 240220WD-KIT-CPWiFi | 81020999 | 840213022310 | 11 | 30 | 2054
WarmWire Kit, 240 Sq.Ft., 240V | 202 240 288 | (2) 120 Sq.Ft. | 240240WD-KIT-CPWiFi | 81021000 | 840213022327 | 12 | 32 | 2141
WarmWire Kit, 260 Sq.Ft., 240V | 219 260 312 | (1) 120 & (1) 140 Sq.Ft. | 240260WD-KIT-CPWiFi | 81021001 | 840213022334 | 13 | 35 | 2255
WarmWire Kit, 280 Sq.Ft., 240V | 236 280 336 | (2) 140 Sq.Ft. | 240280WD-KIT-CPWiFi | 81021002 | 840213022341 | 14 | 37 | 2368
WarmWire Kit, 300 Sq.Ft., 240V | 253 300 360 | (1) 140 & (1) 160 Sq.Ft. | 240300WD-KIT-CPWiFi | 81021003 | 840213022358 | 15 | 40 | 2504
Description | Square Footage | Size(s) / Length | Model Number | Order Number | UPC Code | Amp Draw | Wt (lbs.) | List Price
SunTouch HeatMatrix™ Uncoupling Membrane
HeatMatrix Uncoupling Mat, 161 sq.ft. roll |  | 49.2' L x 3.28' W | 8006GRY161-ST | 81019454 | 840213210953 |  | 18 | 600.5
HeatMatrix Uncoupling Mat, 40 sq.ft. roll |  | 12.2' L x 3.28' W | 8006GRY40-ST | 81019455 | 840213211011 |  | 5 | 181.5
HeatMatrix Uncoupling Mat, 10 sq.ft. sheet | Sold in 10 / box | 3.13'' L x 3.28' W | 8006GRY11-ST | 81020013 | 098268145984 |  | 1 | 42
HeatMatrix Joint Strip Tape |  | 25' L x 5" W | 8006HJS-ST | 81019457 | 840213211035 |  | 1.5 | 39.25
Description |  | Size(s) / Length | Model Number | Order Number | UPC Code | Amp Draw | Wt (lbs.) | List Price
SunTouch UnderFloor Mats
12"-wide 120V UnderFloor Mats (for 12" o.c. joist bays)
UnderFloor Mat, 5.5’ x 12”, 120V |  | 5.5' x 12" | 1200512U2ST | 81007125 | 840213080686 | 0.5 | 3 | 175.5
UnderFloor Mat, 8’ x 12”, 120V |  | 8' x 12" | 1200812U2ST | 81007126 | 840213080693 | 0.7 | 3 | 233
UnderFloor Mat, 10.5’ x 12”, 120V |  | 10.5' x 12" | 1201012U2ST | 81007127 | 840213080709 | 0.9 | 4 | 286.5
UnderFloor Mat, 13’ x 12”, 120V |  | 13' x 12" | 1201312U2ST | 81007128 | 840213080716 | 1.1 | 4 | 361.5
UnderFloor Mat, 16’ x 12”, 120V |  | 16' x 12" | 1201612U2ST | 81007129 | 840213080723 | 1.3 | 5 | 435.5
16"-wide 120V UnderFloor Mats (for 16" o.c. joist bays)
UnderFloor Mat, 4’ x 16”, 120V |  | 4' x 16" | 1200416U2ST | 81006826 | 840213080785 | 0.4 | 3 | 164
UnderFloor Mat, 6’ x 16”, 120V |  | 6' x 16" | 1200616U2ST | 81006827 | 840213080792 | 0.7 | 3 | 241.5
UnderFloor Mat, 8’ x 16”, 120V |  | 8' x 16" | 1200816U2ST | 81006828 | 840213080808 | 0.9 | 3 | 299.5
UnderFloor Mat, 9.5’ x 16”, 120V |  | 9.5' x 16" | 1200916U2ST | 81006829 | 840213080815 | 1.1 | 4 | 335
UnderFloor Mat, 12’ x 16”, 120V |  | 12' x 16" | 1201216U2ST | 81006830 | 840213080822 | 1.3 | 4 | 418
UnderFloor Mat, 14’ x 16”, 120V |  | 14' x 16" | 1201416U2ST | 81006831 | 840213080839 | 1.6 | 5 | 477
UnderFloor Mat, 16’ x 16”, 120V |  | 16' x 16" | 1201616U2ST | 81006832 | 840213080846 | 1.8 | 5 | 541.5
Description | Square Footage | Size(s) / Length | Model Number | Order Number | UPC Code | Amp Draw | Wt (lbs.) | List Price
SunTouch SlabHeat Cables
120V Cable | 4" OC 6" OC
SlabHeat, 120V, 15W/Sq.Ft., 50 Sq.Ft. at 4" OC | 50 75 | 146' | SH15120050ST | 81014956 | 840213004781 | 6.3 | 4.5 | 643
SlabHeat, 120V, 15W/Sq.Ft., 66 Sq.Ft. at 4" OC | 66 98 | 193' | SH15120066ST | 81014957 | 840213004798 | 8.3 | 5 | 708
SlabHeat, 120V, 15W/Sq.Ft., 82 Sq.Ft. at 4" OC | 82 122 | 241' | SH15120082ST | 81014958 | 840213004804 | 10.3 | 6 | 848.5
SlabHeat, 120V, 15W/Sq.Ft., 100 Sq.Ft. at 4" OC | 100 149 | 294' | SH15120100ST | 81014959 | 840213004811 | 12.5 | 7 | 1024
SlabHeat, 120V, 15W/Sq.Ft., 114 Sq.Ft. at 4" OC | 114 170 | 336' | SH15120114ST | 81014960 | 840213004828 | 14.3 | 8 | 1165
240V Cable
SlabHeat, 240V, 15W/Sq.Ft., 100 Sq.Ft. at 4" OC | 100 149 | 294' | SH15240100ST | 81014961 | 840213004835 | 6.3 | 7 | 1072
SlabHeat, 240V, 15W/Sq.Ft., 132 Sq.Ft. at 4" OC | 132 196 | 388' | SH15240132ST | 81014962 | 840213004842 | 8.3 | 9 | 1341
SlabHeat, 240V, 15W/Sq.Ft., 164 Sq.Ft. at 4" OC | 164 243 | 483' | SH15240164ST | 81014963 | 840213004859 | 10.3 | 12 | 1594
SlabHeat, 240V, 15W/Sq.Ft., 200 Sq.Ft. at 4" OC | 200 297 | 590' | SH15240200ST | 81014964 | 840213004866 | 12.5 | 14 | 1747
SlabHeat, 240V, 15W/Sq.Ft., 228 Sq.Ft. at 4" OC | 228 339 | 673' | SH15240228ST | 81014965 | 840213004873 | 14.3 | 16 | 1985
Description |  |  | Model Number | Order Number | UPC Code | Amp Draw | Wt (lbs.) | List Price
SunTouch Controls & Accessories
Programmable Wi-Fi SunStat ConnectPlus Thermostat 120/240V |  |  | 500900-SB | 81020606 | 840213007546 |  | 2 | 438.5
Programmable Touchscreen SunStat Command Thermostat 120/240V |  |  | 500850-SB | 81019079 | 840213206963 |  | 2 | 333.5
Non-Programmable SunStat Core Thermostat 120/240V |  |  | 500825-SB | 81019083 | 840213207007 |  | 2 | 208
SunStat R4 Relay 120/240V |  |  | 500980 | 81020608 | 840213021542 |  | 2 | 265.5
ConnectPlus Smart Sensor |  |  | 500120 | 81020611 | 840213021559 |  | 1 | 111
LoudMouth Installation Monitor |  |  | 423250ST | 81007474 | 840213096458 |  | 2 | 36.25
Extra double-sided tape / 36 yd. |  |  | 423275ST | 81000051 | 840213018382 |  | 0.6/roll | 27.5
CableStrap / 25 ft. |  |  | 321301ST | 81005523 | 840213080518 |  | 3 | 27.5
Extra SunStat Sensor |  |  | 500110 | 81009178 | 840213091095 |  | 1 | 27.5
CableTrowel, Plastic 3/8" x 1/2" U-notch |  |  | 300400ST | 81007407 | 840213081515 |  | 1 | 26
Heating Wire Repair Kit, 1 repair |  |  | 200299ST | 81007142 | 840213080037 |  | 1 | 36.25
SlabHeat/ProMelt Heating Wire Repair Kit, 1 repair |  |  | 200400 | 81012263 | 840213099725 |  | 1 | 49.25
Power lead splice kit, 1 repair |  |  | 200350ST | 81005277 | 840213107772 |  | 1 | 37.75
Description | Square Footage | Size(s) / Length | Model Number | Order Number | UPC Code | Amp Draw | Wt (lbs.) | List Price
SunTouch ProMelt Snow Melting Mats
ProMelt 2' Wide - 120V Mats **special order
ProMelt Mat, 2'x5', 38W/Sq.Ft., 120V | 10 | 2' x 5' | SM3812000524 | 81011665 | 840213004613 | 3.2 | 2 | 342.5
ProMelt Mat, 2'x10', 38W/Sq.Ft., 120V | 20 | 2' x 10' | SM3812001024 | 81011667 | 840213004620 | 6.3 | 3 | 507
ProMelt Mat, 2'x15', 38W/Sq.Ft., 120V | 30 | 2' x 15' | SM3812001524 | 81011669 | 840213004637 | 9.5 | 4 | 611.5
ProMelt Mat, 2'x20', 38W/Sq.Ft., 120V | 40 | 2' x 20' | SM3812002024 | 81011671 | 840213004644 | 12.7 | 4.5 | 738.5
ProMelt Mat, 2'x25', 38W/Sq.Ft., 120V | 50 | 2' x 25' | SM3812002524 | 81011673 | 840213004651 | 15.8 | 5.5 | 852
ProMelt Mat, 2'x30', 38W/Sq.Ft., 120V | 60 | 2' x 30' | SM3812003024 | 81011675 | 840213004668 | 19 | 6.5 | 1012
ProMelt 2' Wide - 240V Mats
ProMelt Mat, 2'x10', 38W/Sq.Ft., 240V | 20 | 2' x 10' | SM3824001024 | 81014652 | 840213154264 | 3.2 | 2 | 507
ProMelt Mat, 2'x20', 38W/Sq.Ft., 240V | 40 | 2' x 20' | SM3824002024 | 81014653 | 840213154271 | 6.3 | 3 | 738.5
ProMelt Mat, 2'x30', 38W/Sq.Ft., 240V | 60 | 2' x 30' | SM3824003024 | 81014654 | 840213154288 | 9.5 | 4 | 1012
ProMelt Mat, 2'x40', 38W/Sq.Ft., 240V | 80 | 2' x 40' | SM3824004024 | 81014655 | 840213154295 | 12.7 | 4.5 | 1246
ProMelt Mat, 2'x50', 38W/Sq.Ft., 240V | 100 | 2' x 50' | SM3824005024 | 81014656 | 840213154301 | 15.8 | 5.5 | 1534
ProMelt Mat, 2'x60', 38W/Sq.Ft., 240V | 120 | 2' x 60' | SM3824006024 | 81014657 | 840213154318 | 19 | 6.5 | 1827
ProMelt Mat, 2'x65', 38W/Sq.Ft., 240V | 130 | 2' x 65' | SM3824006524 | 81018767 | 840213203313 | 20.5 | 7.5 | 2146
ProMelt 2' Wide - 208V Mats **special order
ProMelt Mat, 2'x7', 50W/Sq.Ft., 208V | 14 | 2' x 7' | SM5020800724 | 81011593 | 840213004132 | 3.4 | 2.5 | 349.5
ProMelt Mat, 2'x11', 50W/Sq.Ft., 208V | 22 | 2' x 11' | SM5020801124 | 81011594 | 840213004149 | 5.3 | 3 | 446
ProMelt Mat, 2'x14', 50W/Sq.Ft., 208V | 28 | 2' x 14' | SM5020801424 | 81011595 | 840213004156 | 6.7 | 4 | 543
ProMelt Mat, 2'x18', 50W/Sq.Ft., 208V | 36 | 2' x 18' | SM5020801824 | 81011596 | 840213004224 | 8.7 | 4.5 | 627
ProMelt Mat, 2'x20', 50W/Sq.Ft., 208V | 40 | 2' x 20' | SM5020802024 | 81011597 | 840213005313 | 9.6 | 5 | 738.5
ProMelt Mat, 2'x24', 50W/Sq.Ft., 208V | 48 | 2' x 24' | SM5020802424 | 81011598 | 840213004231 | 11.5 | 5.5 | 835.5
ProMelt Mat, 2'x28', 50W/Sq.Ft., 208V | 56 | 2' x 28' | SM5020802824 | 81011599 | 840213004248 | 13.5 | 6 | 956.5
ProMelt Mat, 2'x34', 50W/Sq.Ft., 208V | 68 | 2' x 34' | SM5020803424 | 81011601 | 840213004255 | 16.3 | 7 | 1094
ProMelt Mat, 2'x38', 50W/Sq.Ft., 208V | 76 | 2' x 38' | SM5020803824 | 81011602 | 840213004262 | 18.3 | 8 | 1184
ProMelt Mat, 2'x42', 50W/Sq.Ft., 208V | 84 | 2' x 42' | SM5020804224 | 81011603 | 840213004279 | 20.2 | 9 | 1297
ProMelt Mat, 2'x48', 50W/Sq.Ft., 208V | 96 | 2' x 48' | SM5020804824 | 81011604 | 840213004286 | 23.1 | 10 | 1472
ProMelt 3' Wide - 208V Mats **special order
ProMelt Mat, 3'x10', 50W/Sq.Ft., 208V | 30 | 3' x 10' | SM5020801036 | 81011607 | 840213004309 | 7.2 | 4 | 592.5
ProMelt Mat, 3'x15', 50W/Sq.Ft., 208V | 45 | 3' x 15' | SM5020801536 | 81011610 | 840213004316 | 10.8 | 5 | 768
ProMelt Mat, 3'x20', 50W/Sq.Ft., 208V | 60 | 3' x 20' | SM5020802036 | 81011612 | 840213004323 | 14.4 | 6.5 | 973.5
ProMelt Mat, 3'x25', 50W/Sq.Ft., 208V | 75 | 3' x 25' | SM5020802536 | 81011614 | 840213004330 | 18 | 8 | 1150
ProMelt Mat, 3'x30', 50W/Sq.Ft., 208V | 90 | 3' x 30' | SM5020803036 | 81011616 | 840213004347 | 21.6 | 9 | 1360
ProMelt 2' Wide - 240V Mats
ProMelt Mat, 2'x8', 50W/Sq.Ft., 240V | 16 | 2' x 8' | SM5024000824 | 81011617 | 840213004354 | 3.3 | 2.5 | 412
ProMelt Mat, 2'x12', 50W/Sq.Ft., 240V | 24 | 2' x 12' | SM5024001224 | 81011618 | 840213004361 | 5 | 3 | 524
ProMelt Mat, 2'x16', 50W/Sq.Ft., 240V | 32 | 2' x 16' | SM5024001624 | 81011619 | 840213004378 | 6.7 | 4 | 627
ProMelt Mat, 2'x20', 50W/Sq.Ft., 240V | 40 | 2' x 20' | SM5024002024 | 81011620 | 840213005320 | 8.3 | 4.5 | 738.5
ProMelt Mat, 2'x24', 50W/Sq.Ft., 240V | 48 | 2' x 24' | SM5024002424 | 81011621 | 840213004385 | 10 | 5.5 | 835.5
ProMelt Mat, 2'x28', 50W/Sq.Ft., 240V | 56 | 2' x 28' | SM5024002824 | 81011622 | 840213004392 | 11.7 | 6 | 956.5
ProMelt Mat, 2'x32', 50W/Sq.Ft., 240V | 64 | 2' x 32' | SM5024003224 | 81011623 | 840213004408 | 13.3 | 6 | 1060
ProMelt Mat, 2'x36', 50W/Sq.Ft., 240V | 72 | 2' x 36' | SM5024003624 | 81011624 | 840213004415 | 15 | 8 | 1150
ProMelt Mat, 2'x40', 50W/Sq.Ft., 240V | 80 | 2' x 40' | SM5024004024 | 81011625 | 840213004422 | 16.7 | 8.5 | 1246
ProMelt Mat, 2'x44', 50W/Sq.Ft., 240V | 88 | 2' x 44' | SM5024004424 | 81011626 | 840213004439 | 18.3 | 9 | 1360
ProMelt Mat, 2'x48', 50W/Sq.Ft., 240V | 96 | 2' x 48' | SM5024004824 | 81011627 | 840213004446 | 20 | 10 | 1472
ProMelt Mat, 2'x52', 50W/Sq.Ft., 240V | 104 | 2' x 52' | SM5024005224 | 81011628 | 840213004453 | 21.7 | 10.5 | 1581
Description | Square Footage | Size(s) / Length | Model Number | Order Number | UPC Code | Amp Draw | Wt (lbs.) | List Price
SunTouch ProMelt Snow Melting Mats
ProMelt 3' Wide - 240V Mats
ProMelt Mat, 3'x10', 50W/Sq.Ft., 240V | 30 | 3' x 10' | SM5024001036 | 81011631 | 840213004477 | 6.3 | 4 | 592.5
ProMelt Mat, 3'x15', 50W/Sq.Ft., 240V | 45 | 3' x 15' | SM5024001536 | 81011633 | 840213004484 | 9.4 | 5 | 768
ProMelt Mat, 3'x20', 50W/Sq.Ft., 240V | 60 | 3' x 20' | SM5024002036 | 81011635 | 840213004491 | 12.5 | 6.5 | 973.5
ProMelt Mat, 3'x25', 50W/Sq.Ft., 240V | 75 | 3' x 25' | SM5024002536 | 81011637 | 840213004507 | 15.6 | 8 | 1150
ProMelt Mat, 3'x30', 50W/Sq.Ft., 240V | 90 | 3' x 30' | SM5024003036 | 81011639 | 840213004514 | 18.8 | 9 | 1360
ProMelt Mat, 3'x35', 50W/Sq.Ft., 240V | 105 | 3' x 35' | SM5024003536 | 81011640 | 840213004521 | 21.9 | 10.5 | 1565
ProMelt 2' Wide - 277V Mats **special order
ProMelt Mat, 2'x9', 50W/Sq.Ft., 277V | 18 | 2' x 9' | SM5027700924 | 81011641 | 840213100636 | 3.2 | 3 | 437.5
ProMelt Mat, 2'x14', 50W/Sq.Ft., 277V | 28 | 2' x 14' | SM5027701424 | 81011642 | 840213100643 | 5.1 | 4 | 575.5
ProMelt Mat, 2'x18', 50W/Sq.Ft., 277V | 36 | 2' x 18' | SM5027701824 | 81011643 | 840213100650 | 6.5 | 4.5 | 681
ProMelt Mat, 2'x24', 50W/Sq.Ft., 277V | 48 | 2' x 24' | SM5027702424 | 81011644 | 840213100667 | 8.7 | 5.5 | 835.5
ProMelt Mat, 2'x28', 50W/Sq.Ft., 277V | 56 | 2' x 28' | SM5027702824 | 81011645 | 840213100674 | 10.1 | 6 | 956.5
ProMelt Mat, 2'x32', 50W/Sq.Ft., 277V | 64 | 2' x 32' | SM5027703224 | 81011646 | 840213100681 | 11.6 | 7 | 1060
ProMelt Mat, 2'x36', 50W/Sq.Ft., 277V | 72 | 2' x 36' | SM5027703624 | 81011647 | 840213004538 | 13 | 7.5 | 1150
ProMelt Mat, 2'x40', 50W/Sq.Ft., 277V | 80 | 2' x 40' | SM5027704024 | 81011648 | 840213100704 | 14.4 | 8.5 | 1246
ProMelt Mat, 2'x44', 50W/Sq.Ft., 277V | 88 | 2' x 44' | SM5027704424 | 81011649 | 840213100711 | 15.9 | 9 | 1360
ProMelt Mat, 2'x48', 50W/Sq.Ft., 277V | 96 | 2' x 48' | SM5027704824 | 81011650 | 840213100728 | 17.3 | 10 | 1472
ProMelt Mat, 2'x52', 50W/Sq.Ft., 277V | 104 | 2' x 52' | SM5027705224 | 81011651 | 840213100735 | 18.8 | 10.5 | 1581
ProMelt Mat, 2'x56', 50W/Sq.Ft., 277V | 112 | 2' x 56' | SM5027705624 | 81011652 | 840213004545 | 20.2 | 11 | 1723
ProMelt 3' Wide - 277V Mats **special order
ProMelt Mat, 3'x10', 50W/Sq.Ft., 277V | 30 | 3' x 10' | SM5027701036 | 81011654 | 840213004552 | 5.4 | 4 | 592.5
ProMelt Mat, 3'x15', 50W/Sq.Ft., 277V | 45 | 3' x 15' | SM5027701536 | 81011656 | 840213004569 | 8.1 | 5 | 768
ProMelt Mat, 3'x20', 50W/Sq.Ft., 277V | 60 | 3' x 20' | SM5027702036 | 81011658 | 840213004576 | 10.8 | 6.5 | 973.5
ProMelt Mat, 3'x25', 50W/Sq.Ft., 277V | 75 | 3' x 25' | SM5027702536 | 81011660 | 840213004583 | 13.5 | 8 | 1150
ProMelt Mat, 3'x30', 50W/Sq.Ft., 277V | 90 | 3' x 30' | SM5027703036 | 81011662 | 840213004590 | 16.2 | 9 | 1360
ProMelt Mat, 3'x35', 50W/Sq.Ft., 277V | 105 | 3' x 35' | SM5027703536 | 81011663 | 840213004606 | 19 | 10.5 | 1565
- ProMelt Mats include a standard 20' cold lead.
Description | Square Footage | Size(s) / Length | Model Number | Order Number | UPC Code | Amp Draw | Wt (lbs.) | List Price
SunTouch ProMelt Snow Melting Cable
ProMelt - 120V Cables **special order | 3" OC 4" OC
ProMelt Cable, 8 Sq.Ft., 50W/Sq.Ft., 120V | 8 10 | 29' | SC50120008 | 81011367 | 840213099732 | 3.3 | 2 | 323.5
ProMelt Cable, 15 Sq.Ft., 50W/Sq.Ft., 120V | 15 20 | 59' | SC50120015 | 81011369 | 840213099749 | 6.3 | 2.5 | 360.5
ProMelt Cable, 20 Sq.Ft., 50W/Sq.Ft., 120V | 20 26 | 78' | SC50120020 | 81011370 | 840213099756 | 8.3 | 3 | 394.5
ProMelt Cable, 30 Sq.Ft., 50W/Sq.Ft., 120V | 30 39 | 118' | SC50120030 | 81011373 | 840213099763 | 12.5 | 3.5 | 559
ProMelt Cable, 40 Sq.Ft., 50W/Sq.Ft., 120V | 40 53 | 158' | SC50120040 | 81011376 | 840213099770 | 16.7 | 4.5 | 661.5
ProMelt Cable, 53 Sq.Ft., 50W/Sq.Ft., 120V | 53 69 | 208' | SC50120053 | 81011378 | 840213099787 | 22.1 | 5.5 | 819.5
ProMelt - 208V Cables **special order
ProMelt Cable, 14 Sq.Ft., 50W/Sq.Ft., 208V | 14 19 | 55' | SC50208014 | 81011408 | 840213099794 | 3.4 | 2.5 | 335
ProMelt Cable, 20 Sq.Ft., 50W/Sq.Ft., 208V | 20 26 | 78' | SC50208020 | 81011416 | 840213099800 | 4.8 | 3 | 394.5
ProMelt Cable, 30 Sq.Ft., 50W/Sq.Ft., 208V | 30 39 | 118' | SC50208030 | 81011417 | 840213099817 | 7.2 | 3.5 | 559
ProMelt Cable, 35 Sq.Ft., 50W/Sq.Ft., 208V | 35 46 | 138' | SC50208035 | 81011418 | 840213099824 | 8.4 | 4 | 601.5
ProMelt Cable, 40 Sq.Ft., 50W/Sq.Ft., 208V | 40 53 | 158' | SC50208040 | 81011383 | 840213099831 | 9.6 | 4.5 | 661.5
ProMelt Cable, 55 Sq.Ft., 50W/Sq.Ft., 208V | 55 72 | 218' | SC50208055 | 81011385 | 840213099855 | 13.2 | 5.5 | 835.5
ProMelt Cable, 60 Sq.Ft., 50W/Sq.Ft., 208V | 60 79 | 238' | SC50208060 | 81011386 | 840213099862 | 14.4 | 6 | 886.5
ProMelt Cable, 65 Sq.Ft., 50W/Sq.Ft., 208V | 65 85 | 257' | SC50208065 | 81011387 | 840213099879 | 15.6 | 6.5 | 941
ProMelt Cable, 75 Sq.Ft., 50W/Sq.Ft., 208V | 75 98 | 297' | SC50208075 | 81011388 | 840213099886 | 18 | 7 | 1037
ProMelt Cable, 80 Sq.Ft., 50W/Sq.Ft., 208V | 80 105 | 317' | SC50208080 | 81011389 | 840213099893 | 19.2 | 7.5 | 1087
ProMelt Cable, 90 Sq.Ft., 50W/Sq.Ft., 208V | 90 118 | 357' | SC50208090 | 81011390 | 840213099909 | 21.6 | 8.5 | 1210
ProMelt - 240V Cables
ProMelt Cable, 15 Sq.Ft., 50W/Sq.Ft., 240V | 15 20 | 59' | SC50240015 | 81011391 | 840213099916 | 3.1 | 2.5 | 360.5
ProMelt Cable, 25 Sq.Ft., 50W/Sq.Ft., 240V | 25 33 | 98' | SC50240025 | 81011392 | 840213099923 | 5.2 | 3 | 496
ProMelt Cable, 30 Sq.Ft., 50W/Sq.Ft., 240V | 30 39 | 118' | SC50240030 | 81011393 | 840213099930 | 6.3 | 3.5 | 559
ProMelt Cable, 40 Sq.Ft., 50W/Sq.Ft., 240V | 40 53 | 158' | SC50240040 | 81011394 | 840213099947 | 8.3 | 4.5 | 661.5
ProMelt Cable, 45 Sq.Ft., 50W/Sq.Ft., 240V | 45 59 | 178' | SC50240045 | 81011395 | 840213099954 | 9.4 | 5 | 704.5
ProMelt Cable, 55 Sq.Ft., 50W/Sq.Ft., 240V | 55 72 | 218' | SC50240055 | 81011396 | 840213099961 | 11.5 | 5.5 | 835.5
ProMelt Cable, 60 Sq.Ft., 50W/Sq.Ft., 240V | 60 79 | 238' | SC50240060 | 81011397 | 840213099978 | 12.5 | 6 | 886.5
ProMelt Cable, 65 Sq.Ft., 50W/Sq.Ft., 240V | 65 85 | 257' | SC50240065 | 81011398 | 840213099985 | 13.5 | 6.5 | 941
ProMelt Cable, 75 Sq.Ft., 50W/Sq.Ft., 240V | 75 98 | 297' | SC50240075 | 81011399 | 840213099992 | 15.6 | 7 | 1037
ProMelt Cable, 80 Sq.Ft., 50W/Sq.Ft., 240V | 80 105 | 317' | SC50240080 | 81011400 | 840213003999 | 16.7 | 7.5 | 1087
ProMelt Cable, 90 Sq.Ft., 50W/Sq.Ft., 240V | 90 118 | 357' | SC50240090 | 81011401 | 840213004002 | 18.8 | 8.5 | 1210
ProMelt Cable, 105 Sq.Ft., 50W/Sq.Ft., 240V | 105 137 | 417' | SC50240105 | 81011402 | 840213003982 | 21.9 | 9.5 | 1393
ProMelt - 277V Cables ** special order
ProMelt Cable, 18 Sq.Ft., 50W/Sq.Ft., 277V | 18 24 | 71' | SC50277018 | 81011403 | 840213004019 | 3.2 | 2.5 | 430
ProMelt Cable, 30 Sq.Ft., 50W/Sq.Ft., 277V | 30 39 | 118' | SC50277030 | 81011404 | 840213004026 | 5.4 | 3.5 | 559
ProMelt Cable, 45 Sq.Ft., 50W/Sq.Ft., 277V | 45 59 | 178' | SC50277045 | 81011406 | 840213004033 | 8.1 | 5 | 704.5
ProMelt Cable, 55 Sq.Ft., 50W/Sq.Ft., 277V | 55 72 | 218' | SC50277055 | 81011407 | 840213004040 | 9.9 | 5.5 | 835.5
ProMelt Cable, 60 Sq.Ft., 50W/Sq.Ft., 277V | 60 79 | 238' | SC50277060 | 81011409 | 840213004057 | 10.8 | 6 | 886.5
ProMelt Cable, 70 Sq.Ft., 50W/Sq.Ft., 277V | 70 92 | 277' | SC50277070 | 81011410 | 840213004064 | 12.6 | 7 | 991.5
ProMelt Cable, 75 Sq.Ft., 50W/Sq.Ft., 277V | 75 98 | 297' | SC50277075 | 81011411 | 840213004088 | 13.5 | 7 | 1037
ProMelt Cable, 80 Sq.Ft., 50W/Sq.Ft., 277V | 80 105 | 317' | SC50277080 | 81011412 | 840213004095 | 14.4 | 7.5 | 1087
ProMelt Cable, 90 Sq.Ft., 50W/Sq.Ft., 277V | 90 118 | 357' | SC50277090 | 81011413 | 840213004101 | 16.2 | 8.5 | 1210
ProMelt Cable, 105 Sq.Ft., 50W/Sq.Ft., 277V | 105 137 | 417' | SC50277105 | 81011414 | 840213004118 | 19 | 9.5 | 1393
ProMelt Cable, 115 Sq.Ft., 50W/Sq.Ft., 277V | 115 150 | 456' | SC50277115 | 81011415 | 840213004125 | 20.8 | 10.5 | 1521
- ProMelt Cables include a standard 20' cold lead.
Description |  |  | Model Number | Order Number | UPC Code | Amp Draw | Wt (lbs.) | List Price
SunTouch ProMelt Controls/Sensors/Accessories
ProMelt Smart Controller |  |  | 300300 | 81020614 | 840213021405 |  | 4 | 2614
ProMelt Outdoor Heating Control, PM-519 |  |  | 300152S | 81018840 | 840213204341 |  | 1 | 584.5
Contactor Pro, CP-50, 50AMP |  |  | 300050 | 81012215 | 840213099671 |  | 12 | 854
Contactor Pro, CP-100, 100AMP |  |  | 300100 | 81012216 | 840213099688 |  | 14 | 1072
Contactor Pro, CP-200, 200AMP |  |  | 300200 | 81012217 | 840213099695 |  | 18 | 1516
ProMelt PM-2C Detector, 120/208/240V 30A |  |  | 300600 | 81011699 | 840213099619 |  | 3 | 811.5
ProMelt PM-5 Detector, 120/208/240V 60A |  |  | 300580 | 81014247 | 840213004774 |  | 3 | 907.5
ProMelt Display Panel, PM-DP, 24V (Optional Control add-on for PM-2C/PM-5) |  |  | 300650 | 81012360 | 840213099626 |  | 1 | 317.5
Outdoor Sensor PM-070 |  |  | 300070 | 81018904 | 840213018849 |  | 1 | 98
Slab Sensor PM-072 |  |  | 300072 | 81018905 | 840213018856 |  | 1 | 268.5
Snow/Ice Sensor PM-090 |  |  | 300090 | 81018906 | 840213018887 |  | 4 | 2097
Sensor Socket PM-091 |  |  | 300091 | 81018907 | 840213018924 |  | 2 | 474.5
Snow Sensor PM-095 |  |  | 300095 | 81018908 | 840213018948 |  | 1 | 474.5
Snow Melting Plaque |  |  | 100123 | 81012381 | 840213099664 |  | 2 | 113.5
Cable Ties / Pkg 100 |  |  | 321400 | 81012001 | 840213099718 |  | 1 | 14
CableStrap / 25 ft |  |  | 321301ST | 81005523 | 840213080518 |  | 3 | 27.5
ProMelt/SlabHeat Heating Wire Repair Kit, 1 repair |  |  | 200400 | 81012263 | 840213099725 |  | 1 | 49.25